## LAB-MD-MED
Segment
| *** For product accessories it appears that UNSPSC have put these in new codes of their own, where possible I have tried to indicate these alongside the actual product |  |  | Family
Class v15 & v19
Class v19 only
v19 Commodity
v15 Commodity
Commodity | Commodity Title | Status | Suggested Replacement Codes
41000000 | Laboratory and Measuring and Observing and Testing Equipment
41100000 | Laboratory and scientific equipment
41101500 | Laboratory blending and dispersing and homogenizing equipment and supplies
41101502 | Stomachers
41101502 | Stomachers
41101503 | Laboratory sprayers
41101503 | Laboratory sprayers
41101504 | Homogenizers
41101504 | Homogenizers
41101505 | French pressure cells
41101505 | French pressure cells
41101515 | Liquid measuring cans
41101515 | Liquid measuring cans
41101516 | Dounce homogenizers
41101516 | Dounce homogenizers
41101518 | Laboratory blenders or emulsifiers
41101518 | Laboratory blenders or emulsifiers
41101519 | Laboratory cell disruptor | New
41101520 | Homogenizer parts and accessories | New
41101700 | Laboratory boring and grinding and cutting and crushing and pressing equipment
41101701 | Laboratory mills
41101701 | Laboratory mills
41101702 | Pestle or mortars
41101702 | Pestle or mortars
41101703 | Tissue grinders
41101703 | Tissue grinders
41101705 | Laboratory crushers or pulverizers
41101705 | Laboratory crushers or pulverizers
41101706 | Laboratory disintegrators
41101706 | Laboratory disintegrators
41101707 | Laboratory presses
41101707 | Laboratory presses
41101708 | Laboratory grinder or polisher
41101708 | Laboratory grinder or polisher
41101709 | Laboratory asphalt and concrete mixer
41101709 | Laboratory asphalt and concrete mixer
41101710 | Laboratory grinder or pulverizer pot
41101800 | Laboratory electron and solid state physics equipment
41101801 | Electron guns
41101801 | Electron guns
41101802 | X ray generators
41101802 | X ray generators
41101803 | Coulometers
41101803 | Coulometers
41101804 | Electroscopes
41101804 | Electroscopes
41101805 | Fluxmeters
41101805 | Fluxmeters
41101806 | Magnetometers
41101806 | Magnetometers
41101807 | Electron diffraction apparatus
41101807 | Electron diffraction apparatus
41101808 | Neutron diffraction apparatus
41101808 | Neutron diffraction apparatus
41101809 | Optical diffraction apparatus
41101809 | Optical diffraction apparatus
41101810 | Diffractometers
41101810 | Diffractometers
41101811 | Electron probe x ray micro analyzer
41101811 | Electron probe x ray micro analyzer
41101812 | Particle accelerator
41101812 | Particle accelerator
41101813 | Laboratory X ray equipment controller
41101813 | Laboratory X ray equipment controller
41101900 | Laboratory ionic equipment
41101901 | Ion sources
41101901 | Ion sources
41101902 | Ion exchange apparatus
41101902 | Ion exchange apparatus
41101903 | Ion implantation equipment
41101903 | Ion implantation equipment
41102400 | Laboratory heating and drying equipment
41102401 | Gas burners
41102401 | Gas burners
41102402 | Spirit burners
41102402 | Spirit burners
41102403 | Laboratory incinerators
41102403 | Laboratory incinerators
41102404 | Laboratory heaters
41102404 | Laboratory heaters
41102405 | Heating mantles or tapes
41102405 | Heating mantles or tapes
41102406 | Laboratory hotplates
41102406 | Laboratory hotplates
41102407 | Warming cabinets
41102407 | Warming cabinets
41102410 | Infrared dryers
41102410 | Infrared dryers
41102412 | Hot air blowers
41102412 | Hot air blowers
41102421 | Temperature cycling chambers or thermal cyclers
41102421 | Temperature cycling chambers or thermal cyclers
41102422 | Dry baths or heating blocks
41102422 | Dry baths or heating blocks
41102423 | Stirring hotplates
41102423 | Stirring hotplates
41102424 | Slide warmers
41102424 | Slide warmers
41102425 | Slide dryers
41102425 | Slide dryers
41102426 | Heating or drying equipment or accessories
41102426 | Heating or drying equipment or accessories
41102427 | Drying tower
41102427 | Drying tower
41102428 | Bibulous paper
41102428 | Bibulous paper
41102429 | Blood unit tubing heat sealer
41102429 | Blood unit tubing heat sealer
41102430 | Laboratory general purpose heat sealer
41102500 | Laboratory entomological equipment and accessories
41102501 | Laboratory insect containers
41102501 | Laboratory insect containers
41102502 | Rearing facilities for entomology
41102502 | Rearing facilities for entomology
41102503 | Fabric or netting for entomology
41102503 | Fabric or netting for entomology
41102504 | Entomological pinning equipment
41102504 | Entomological pinning equipment
41102505 | Entomological mounting materials
41102505 | Entomological mounting materials
41102506 | Entomological trays
41102506 | Entomological trays
41102507 | Entomological catching equipment
41102507 | Entomological catching equipment
41102508 | Entomological aspirators
41102508 | Entomological aspirators
41102509 | Entomological dippers
41102509 | Entomological dippers
41102510 | Entomological monocups
41102510 | Entomological monocups
41102511 | Entomological sticky traps
41102511 | Entomological sticky traps
41102512 | Insect test kits
41102512 | Insect test kits
41102513 | Entomological display units
41102513 | Entomological display units
41102600 | Animal laboratory equipment and accessories
41102601 | Laboratory cages for small animals
41102601 | Laboratory cages for small animals
41102602 | Aquaria equipment
41102602 | Aquaria equipment
41102603 | Animal identification supplies
41102603 | Animal identification supplies
41102604 | Animal catching devices
41102604 | Animal catching devices
41102605 | Fish aeration systems
41102605 | Fish aeration systems
41102606 | Laboratory animal restraints or harnesses
41102606 | Laboratory animal restraints or harnesses
41102607 | Animal feeding needles
41102607 | Animal feeding needles
41102608 | Animal testing equipment
41102608 | Animal testing equipment
41102609 | Anaesthetic gun
41102609 | Anaesthetic gun
41102610 | Animal for research testing | New
41102611 | Research animal food and diet | New
41102612 | Research animal induction chamber | New
41102613 | Research animal physiological test kit | New
41102614 | Research animal bedding material | New
41102700 | Crystallography equipment
41102701 | Crystal lattice models
41102701 | Crystal lattice models
41102702 | Scintillation crystal assemblies
41102702 | Scintillation crystal assemblies
41102703 | Light scattering equipment
41102703 | Light scattering equipment
41102704 | X ray diffraction equipment
41102704 | X ray diffraction equipment
41102705 | Crystallizers
41102705 | Crystallizers
41102706 | Crystal growing equipment
41102706 | Crystal growing equipment
41102900 | Histology equipment
41102901 | Tissue embedding stations
41102901 | Tissue embedding stations
41102902 | Embedding molds
41102902 | Embedding molds
41102903 | Embedding capsules
41102903 | Embedding capsules
41102904 | Embedding compounds
41102904 | Embedding compounds
41102905 | Histological staining apparatus
41102905 | Histological staining apparatus
41102909 | Tissue processors
41102909 | Tissue processors
41102910 | Tissue culture apparatus
41102910 | Tissue culture apparatus
41102911 | Histological knives or knife holders or blades
41102911 | Histological knives or knife holders or blades
41102912 | Histological glass knife makers
41102912 | Histological glass knife makers
41102913 | Histological hones or straps or compounds
41102913 | Histological hones or straps or compounds
41102914 | Ultrasonic disintegrators
41102914 | Ultrasonic disintegrators
41102915 | Histology sampling and dissecting stations
41102915 | Histology sampling and dissecting stations
41102916 | Microtomes
41102916 | Microtomes
41102917 | Microtome blades
41102917 | Microtome blades
41102918 | Laboratory cover slippers
41102918 | Laboratory cover slippers
41102919 | Solvent recyclers
41102919 | Solvent recyclers
41102920 | Histology tissue cassettes
41102920 | Histology tissue cassettes
41102921 | Histology paraffin
41102921 | Histology paraffin
41102922 | Automated cover slipping equipment
41102922 | Automated cover slipping equipment
41102923 | Somatic cell counter
41102923 | Somatic cell counter
41102924 | Automated tissue cassette labeler
41102924 | Automated tissue cassette labeler
41102925 | Histology formalin and solvent resistant permanent marker
41102925 | Histology formalin and solvent resistant permanent marker
41102926 | Histology tissue cassette hopper
41102926 | Histology tissue cassette hopper
41102927 | Histology tissue processing implement
41102927 | Histology tissue processing implement
41102928 | Automated microscope slide labeler | New
41102929 | Histology ultrasonic cleaner | New
41102930 | Cytology slide processor | New
41102931 | Paraffin dispenser | New
41103000 | Laboratory cooling equipment
41103001 | Refrigerated cooling plate probes
41103001 | Refrigerated cooling plate probes
41103003 | Cryostats
41103003 | Cryostats
41103004 | Fan circulated ovens
41103004 | Fan circulated ovens
41103005 | Ultra cold or ultralow upright cabinets or freezers
41103005 | Ultra cold or ultralow upright cabinets or freezers
41103006 | Cryogenic or liquid nitrogen freezers
41103006 | Cryogenic or liquid nitrogen freezers
41103007 | Chilling units or cold water circulators
41103007 | Chilling units or cold water circulators
41103008 | Refrigerated cooling modules
41103008 | Refrigerated cooling modules
41103010 | Blood bank refrigerators
41103010 | Blood bank refrigerators
41103011 | General purpose refrigerators or refrigerator freezers
41103011 | General purpose refrigerators or refrigerator freezers
41103012 | Flammable material storage refrigerators or refrigerator freezers
41103012 | Flammable material storage refrigerators or refrigerator freezers
41103013 | Explosion proof refrigerators or refrigerator freezers
41103013 | Explosion proof refrigerators or refrigerator freezers
41103014 | Chromatography refrigerators
41103014 | Chromatography refrigerators
41103015 | Blood bank freezers
41103015 | Blood bank freezers
41103017 | Flammable material storage freezers
41103017 | Flammable material storage freezers
41103019 | Plasma storage freezers
41103019 | Plasma storage freezers
41103020 | Ultra cold or ultralow chest freezers
41103020 | Ultra cold or ultralow chest freezers
41103021 | Laboratory plate freezers
41103021 | Laboratory plate freezers
41103022 | Cool transport or storage
41103022 | Cool transport or storage
41103023 | Laboratory chillers
41103023 | Laboratory chillers
41103024 | Cold traps
41103024 | Cold traps
41103025 | Laboratory cooling equipment accessories
41103025 | Laboratory cooling equipment accessories
41103026 | Benchtop ice bucket or chilling container
41103026 | Benchtop ice bucket or chilling container
41103027 | Blood unit storage boot
41103027 | Blood unit storage boot
41103028 | Liquid nitrogen measuring stick | New
41103029 | Cryogenic storage cane | New
41103030 | Cryogenic storage bag or overwrap | New
41103031 | Insulated transport cooler or tote | New
41103032 | Cryogenic tube or vial permanent marker or label | New
41103033 | Laboratory dewar flask | New
41103034 | Cryobead system for microbial organism cryogenic storage | New
41103035 | Fresh frozen plasma storage carton or frame | New
41103036 | Refrigerated specimen storage rack or tray | New
41103037 | Polymerase chain reaction PCR tube strip and plate cooler | New
41103200 | Laboratory washing and cleaning equipment
41103201 | Chemical engineering washers
41103201 | Chemical engineering washers
41103202 | Laboratory washing machines
41103202 | Laboratory washing machines
41103203 | Pipette washers
41103203 | Pipette washers
41103205 | Washing machine racks or accessories
41103205 | Washing machine racks or accessories
41103206 | Laboratory washing detergents
41103206 | Laboratory washing detergents
41103207 | Microplate washers
41103207 | Microplate washers
41103208 | Blood bank cell washers
41103208 | Blood bank cell washers
41103209 | Laboratory wash bottles
41103209 | Laboratory wash bottles
41103210 | Laboratory ultraviolet UV sterilizers
41103210 | Laboratory ultraviolet UV sterilizers
41103211 | Laboratory wastewater treatment equipment
41103211 | Laboratory wastewater treatment equipment
41103212 | Lab glassware cleaning brush
41103212 | Lab glassware cleaning brush
41103213 | Laboratory surface and glassware decontaminant | New
41103300 | Fluid mechanics equipment
41103301 | Liquid scintillation counters
41103301 | Liquid scintillation counters
41103302 | Battery acid hydrometers
41103302 | Battery acid hydrometers
41103303 | Densitometers
41103303 | Densitometers
41103305 | High vacuum equipment
41103305 | High vacuum equipment
41103306 | Pneumatic vacuum equipment
41103306 | Pneumatic vacuum equipment
41103307 | Vacuum or mercury vapour equipment
41103307 | Vacuum or mercury vapour equipment
41103308 | High vacuum combustion apparatus
41103308 | High vacuum combustion apparatus
41103309 | Flow injection analysis equipment
41103309 | Flow injection analysis equipment
41103310 | Gas or vapour concentration measuring instruments
41103310 | Gas or vapour concentration measuring instruments
41103311 | Manometers
41103311 | Manometers
41103312 | Viscosimeters
41103312 | Viscosimeters
41103313 | Depth indicators
41103313 | Depth indicators
41103314 | Microscopic structure estimation apparatus
41103314 | Microscopic structure estimation apparatus
41103315 | Solution strength estimation apparatus
41103315 | Solution strength estimation apparatus
41103316 | Pycnometers
41103316 | Pycnometers
41103317 | Surface tension measuring instruments
41103317 | Surface tension measuring instruments
41103318 | Nuclear densitometer
41103318 | Nuclear densitometer
41103319 | Concentration measurement instrument
41103319 | Concentration measurement instrument
41103320 | Density measurement instrument
41103320 | Density measurement instrument
41103321 | Floating body stability measurement apparatus
41103321 | Floating body stability measurement apparatus
41103322 | Draft gauge
41103322 | Draft gauge
41103323 | Open channel acoustic flowmeter
41103323 | Open channel acoustic flowmeter
41103324 | Laboratory wave generator
41103324 | Laboratory wave generator
41103325 | Visual fluid flow apparatus
41103325 | Visual fluid flow apparatus
41103326 | Wind tunnel
41103326 | Wind tunnel
41103327 | Current meter
41103327 | Current meter
41103328 | Vacuum based pipette aspirator system
41103400 | Laboratory environmental conditioning equipment
41103401 | Contamination control screens
41103401 | Contamination control screens
41103403 | Microbiological aircontrol equipment
41103403 | Microbiological aircontrol equipment
41103406 | Isolation glove boxes
41103406 | Isolation glove boxes
41103407 | Anaerobic chamber
41103407 | Anaerobic chamber
41103408 | Refrigerated reach in environmental or growth chambers
41103408 | Refrigerated reach in environmental or growth chambers
41103409 | Heated reach in environmental or growth chambers
41103409 | Heated reach in environmental or growth chambers
41103410 | Refrigerated and heated reach in environmental or growth chambers
41103410 | Refrigerated and heated reach in environmental or growth chambers
41103411 | Refrigerated walk in environmental or growth chambers
41103411 | Refrigerated walk in environmental or growth chambers
41103412 | Heated walk in environmental or growth chambers
41103412 | Heated walk in environmental or growth chambers
41103413 | Refrigerated and heated walk in environmental or growth chambers
41103413 | Refrigerated and heated walk in environmental or growth chambers
41103414 | Laboratory environmental conditioning equipment accessories
41103414 | Laboratory environmental conditioning equipment accessories
41103415 | Clean benches
41103415 | Clean benches
41103416 | Temperature cycle chamber
41103416 | Temperature cycle chamber
41103417 | Indoor air quality monitor
41103417 | Indoor air quality monitor
41103418 | Temperature and humidity walk in environmental chamber
41103418 | Temperature and humidity walk in environmental chamber
41103419 | Pollution environmental chamber
41103419 | Pollution environmental chamber
41103420 | Ozone environmental chamber
41103420 | Ozone environmental chamber
41103421 | Explosion environmental chamber
41103421 | Explosion environmental chamber
41103500 | Laboratory enclosures and accessories
41103501 | Ebuliometer
41103501 | Ebuliometer
41103502 | Fume hoods or cupboards
41103502 | Fume hoods or cupboards
41103504 | Laminar flow cabinets or stations
41103504 | Laminar flow cabinets or stations
41103506 | PCR enclosures
41103506 | PCR enclosures
41103507 | HEPA filtered enclosures
41103507 | HEPA filtered enclosures
41103508 | Carbon filtered enclosures
41103508 | Carbon filtered enclosures
41103509 | Laboratory scrubbers
41103509 | Laboratory scrubbers
41103510 | Laboratory blowers
41103510 | Laboratory blowers
41103511 | Laboratory enclosure accessories
41103511 | Laboratory enclosure accessories
41103512 | Static eliminators
41103512 | Static eliminators
41103513 | Tissue culture enclosures
41103513 | Tissue culture enclosures
41103514 | Laboratory steam generator
41103514 | Laboratory steam generator
41103515 | Laboratory gas generator
41103515 | Laboratory gas generator
41103516 | Arm hood
41103516 | Arm hood
41103517 | Biological safety cabinet | New
41103700 | Laboratory baths
41103701 | Circulating baths
41103701 | Circulating baths
41103702 | Thermostatic baths
41103702 | Thermostatic baths
41103703 | Multiple baths
41103703 | Multiple baths
41103704 | Biological baths
41103704 | Biological baths
41103705 | Organ baths
41103705 | Organ baths
41103706 | Water baths
41103706 | Water baths
41103707 | Oil baths
41103707 | Oil baths
41103708 | Sand baths
41103708 | Sand baths
41103709 | Refrigerated baths
41103709 | Refrigerated baths
41103710 | Orbital shaking water baths
41103710 | Orbital shaking water baths
41103711 | Reciprocating shaking water baths
41103711 | Reciprocating shaking water baths
41103712 | Immersion circulators
41103712 | Immersion circulators
41103713 | Viscosity baths
41103713 | Viscosity baths
41103714 | Tissue flotation baths
41103714 | Tissue flotation baths
41103715 | Laboratory bath accessories or supplies
41103715 | Laboratory bath accessories or supplies
41103716 | Blood bank plasma thawing bath
41103716 | Blood bank plasma thawing bath
41103717 | Tissue culture bath
41103717 | Tissue culture bath
41103718 | Histology tissue freezing bath | New
41103800 | Laboratory mixing and stirring and shaking equipment and supplies
41103801 | Laboratory mixers
41103801 | Laboratory mixers
41103802 | Roller mixers
41103802 | Roller mixers
41103803 | Stirring tables
41103803 | Stirring tables
41103804 | Multi bank or flocculation equipment
41103804 | Multi bank or flocculation equipment
41103805 | Laboratory vibrators
41103805 | Laboratory vibrators
41103806 | Magnetic stirrers
41103806 | Magnetic stirrers
41103807 | Laboratory touch mixers
41103807 | Laboratory touch mixers
41103808 | Platelet mixers
41103808 | Platelet mixers
41103809 | Hematology or chemistry mixers
41103809 | Hematology or chemistry mixers
41103810 | Overhead stirrers
41103810 | Overhead stirrers
41103811 | Orbital shakers
41103811 | Orbital shakers
41103812 | Reciprocal shakers
41103812 | Reciprocal shakers
41103813 | Rotating shakers
41103813 | Rotating shakers
41103814 | Vortex mixers
41103814 | Vortex mixers
41103815 | Tube rotators
41103815 | Tube rotators
41103816 | Mixer or shaker accessories or attachments
41103816 | Mixer or shaker accessories or attachments
41103817 | Laboratory reactor
41103817 | Laboratory reactor
41103818 | Microplate shaker | New
41103819 | Tissue culture roller drum | New
41103900 | Laboratory centrifuges and accessories
41103901 | Microcentrifuges
41103901 | Microcentrifuges
41103902 | Refrigerated microcentrifuges
41103902 | Refrigerated microcentrifuges
41103903 | Benchtop centrifuges
41103903 | Benchtop centrifuges
41103904 | Refrigerated benchtop centrifuges
41103904 | Refrigerated benchtop centrifuges
41103905 | Floor centrifuges
41103905 | Floor centrifuges
41103906 | Refrigerated floor centrifuges
41103906 | Refrigerated floor centrifuges
41103907 | Ultracentrifuges
41103907 | Ultracentrifuges
41103908 | Vacuum centrifuges
41103908 | Vacuum centrifuges
41103909 | Centrifuge rotors
41103909 | Centrifuge rotors
41103910 | Centrifuge buckets
41103910 | Centrifuge buckets
41103911 | Centrifuge adapters
41103911 | Centrifuge adapters
41103912 | Centrifuge brushes
41103912 | Centrifuge brushes
41103913 | Laboratory centrifuge accessories
41103913 | Laboratory centrifuge accessories
41103914 | Cytocentrifuge
41103914 | Cytocentrifuge
41103915 | Cytocentrifuge cytofunnel or filter card or clamp | New
41103916 | Centrifuge control board or printed circuit board | New
41103917 | Centrifuge microplate carrier or sealing lid | New
41104000 | Sampling equipment
41104001 | Sample changers
41104001 | Sample changers
41104002 | Sample oxidizer
41104002 | Sample oxidizer
41104003 | Sample preparation line
41104003 | Sample preparation line
41104004 | Sample preparation bombs
41104004 | Sample preparation bombs
41104005 | Laboratory bailers
41104005 | Laboratory bailers
41104006 | Coliwasas
41104006 | Coliwasas
41104007 | Water samplers
41104007 | Water samplers
41104008 | Air samplers or collectors
41104008 | Air samplers or collectors
41104009 | Air sampling pumps
41104009 | Air sampling pumps
41104010 | Reagent kits for use with air samplers
41104010 | Reagent kits for use with air samplers
41104011 | Filters or other spare parts for samplers
41104011 | Filters or other spare parts for samplers
41104012 | Dust fall holders or jars
41104012 | Dust fall holders or jars
41104013 | Sulphur dioxide or smoke samplers
41104013 | Sulphur dioxide or smoke samplers
41104014 | Sample applicators
41104014 | Sample applicators
41104015 | Plant samples analysis equipment
41104015 | Plant samples analysis equipment
41104016 | Air pollutant samplers
41104016 | Air pollutant samplers
41104017 | Sample holders
41104017 | Sample holders
41104018 | Solid phase extraction preparations
41104018 | Solid phase extraction preparations
41104019 | Sampling manifolds
41104019 | Sampling manifolds
41104020 | Calcine element flow tray
41104020 | Calcine element flow tray
41104021 | Fraction collector
41104021 | Fraction collector
41104022 | Sample shaper
41104022 | Sample shaper
41104023 | Water sampler accessories
41104023 | Water sampler accessories
41104100 | Specimen collection and transport containers and supplies
41104101 | Slide or specimen mailers or shippers
41104101 | Slide or specimen mailers or shippers
41104102 | Lancets
41104102 | Lancets
41104103 | Heel warmers
41104103 | Heel warmers
41104104 | Tourniquets
41104104 | Tourniquets
41104105 | Specimen collection or transport bags
41104105 | Specimen collection or transport bags
41104106 | Phlebotomy trays or accessories
41104106 | Phlebotomy trays or accessories
41104107 | Vacuum blood collection tubes or containers
41104107 | Vacuum blood collection tubes or containers
41104108 | Non vacuum blood collection tubes or containers
41104108 | Non vacuum blood collection tubes or containers
41104109 | Blood unit collection bags
41104109 | Blood unit collection bags
41104110 | Blood culture bottles
41104110 | Blood culture bottles
41104111 | Cytology collection kits or containers
41104111 | Cytology collection kits or containers
41104112 | Urine collection containers
41104112 | Urine collection containers
41104114 | Frepp Sepp collection containers
41104114 | Frepp Sepp collection containers
41104115 | Serum Filter collection containers
41104115 | Serum Filter collection containers
41104116 | Swab collection or transport containers
41104116 | Swab collection or transport containers
41104117 | Specimen holders
41104117 | Specimen holders
41104118 | Specimen collection container
41104118 | Specimen collection container
41104119 | Bone tissue collection containers
41104119 | Bone tissue collection containers
41104120 | Sedimentation rate tubes
41104120 | Sedimentation rate tubes
41104121 | Stool collection containers with media
41104121 | Stool collection containers with media
41104122 | Stool collection containers without media
41104122 | Stool collection containers without media
41104123 | Sputum collection apparatus or containers
41104123 | Sputum collection apparatus or containers
41104124 | Laboratory bone marrow biopsy trays
41104124 | Laboratory bone marrow biopsy trays
41104125 | Histology or pathology preservative specimen container
41104125 | Histology or pathology preservative specimen container
41104126 | Histology or pathology specimen container
41104126 | Histology or pathology specimen container
41104127 | Laboratory feeder
41104127 | Laboratory feeder
41104128 | Culture specimen collector without swabs
41104128 | Culture specimen collector without swabs
41104129 | Neonatal metabolic disorder screen collection card
41104129 | Neonatal metabolic disorder screen collection card
41104130 | Blood culture collection kit | New
41104131 | Pinworm collection paddle or device | New
41104132 | Urine strainer for renal calculi | New
41104133 | Umbilical cord blood collector | New
41104134 | Refrigerant pack for diagnostic specimen shippers | New
41104135 | Template bleeding time incision device and blotting paper | New
41104136 | Specimen drop box | New
41104137 | Arterial and capillary blood gas collection kit | New
41104138 | Blood collection needle holders | New
41104200 | Laboratory water purification equipment and supplies
41104201 | Water purification reagents
41104201 | Water purification reagents
41104202 | Deionization or demineralization equipment
41104202 | Deionization or demineralization equipment
41104203 | Base exchange equipment
41104203 | Base exchange equipment
41104204 | Reverse osmosis equipment
41104204 | Reverse osmosis equipment
41104205 | Ultra violet water purification units
41104205 | Ultra violet water purification units
41104206 | Ultra pure water systems
41104206 | Ultra pure water systems
41104207 | Water analysis systems
41104207 | Water analysis systems
41104208 | Dehydrators
41104208 | Dehydrators
41104209 | Deoxiders
41104209 | Deoxiders
41104210 | Dissolvers
41104210 | Dissolvers
41104211 | Softeners
41104211 | Softeners
41104212 | Water filtration cartridges
41104212 | Water filtration cartridges
41104213 | Distilled or deionized water
41104213 | Distilled or deionized water
41104214 | Reverse osmosis equipment parts and accessories
41104214 | Reverse osmosis equipment parts and accessories
41104300 | Fermentation equipment
41104301 | Standard fermentation units
41104301 | Standard fermentation units
41104302 | Continuous culture apparatus
41104302 | Continuous culture apparatus
41104303 | Anaerobic jars or accessories
41104303 | Anaerobic jars or accessories
41104304 | Digestion systems
41104304 | Digestion systems
41104305 | Inspissators
41104305 | Inspissators
41104306 | In vitro culture equipment
41104306 | In vitro culture equipment
41104307 | Microbiology fermentation equipment
41104307 | Microbiology fermentation equipment
41104308 | Anaerobic environmental culture systems or supplies
41104308 | Anaerobic environmental culture systems or supplies
41104309 | Microaerophilic environmental cutlure system | New
41104400 | Laboratory incubating equipment
41104401 | Gravity convection general purpose incubators
41104401 | Gravity convection general purpose incubators
41104402 | Forced air or mechanical convection general purpose incubators
41104402 | Forced air or mechanical convection general purpose incubators
41104403 | Tissue culture incubators
41104403 | Tissue culture incubators
41104404 | Cooled biological oxygen demand BOD incubators
41104404 | Cooled biological oxygen demand BOD incubators
41104405 | Shaking incubators
41104405 | Shaking incubators
41104406 | Plate incubators
41104406 | Plate incubators
41104407 | Water jacketed single chamber carbon dioxide incubators
41104407 | Water jacketed single chamber carbon dioxide incubators
41104408 | Water jacketed dual chamber carbon dioxide incubators
41104408 | Water jacketed dual chamber carbon dioxide incubators
41104409 | Water jacketed single chamber carbon dioxide incubators with humidity control
41104409 | Water jacketed single chamber carbon dioxide incubators with humidity control
41104410 | Water jacketed dual chamber carbon dioxide incubators with humidity control
41104410 | Water jacketed dual chamber carbon dioxide incubators with humidity control
41104411 | Dry wall single chamber carbon dioxide incubators
41104411 | Dry wall single chamber carbon dioxide incubators
41104412 | Dry wall dual chamber carbon dioxide incubators
41104412 | Dry wall dual chamber carbon dioxide incubators
41104413 | Dry wall single chamber carbon dioxide incubators with humidity control
41104413 | Dry wall single chamber carbon dioxide incubators with humidity control
41104414 | Dry wall dual chamber carbon dioxide incubators with humidity control
41104414 | Dry wall dual chamber carbon dioxide incubators with humidity control
41104415 | Water jacketed single chamber three gas incubators
41104415 | Water jacketed single chamber three gas incubators
41104416 | Water jacketed dual chamber three gas incubators
41104416 | Water jacketed dual chamber three gas incubators
41104417 | Water jacketed single chamber three gas incubators with humidity control
41104417 | Water jacketed single chamber three gas incubators with humidity control
41104418 | Water jacketed dual chamber three gas incubators with humidity control
41104418 | Water jacketed dual chamber three gas incubators with humidity control
41104419 | Dry wall single chamber three gas incubators
41104419 | Dry wall single chamber three gas incubators
41104420 | Dry wall dual chamber three gas incubators
41104420 | Dry wall dual chamber three gas incubators
41104421 | Dry wall single chamber three gas incubators with humidity control
41104421 | Dry wall single chamber three gas incubators with humidity control
41104422 | Dry wall dual chamber three gas incubators with humidity control
41104422 | Dry wall dual chamber three gas incubators with humidity control
41104423 | Refrigerated incubators
41104423 | Refrigerated incubators
41104424 | Incubator accessories
41104424 | Incubator accessories
41104425 | Carbon dioxide incubator
41104425 | Carbon dioxide incubator
41104426 | Media preparation apparatus
41104426 | Media preparation apparatus
41104427 | Platelet incubator
41104427 | Platelet incubator
41104500 | Laboratory ovens and accessories
41104501 | Laboratory mechanical convection ovens
41104501 | Laboratory mechanical convection ovens
41104502 | Gravity convection ovens
41104502 | Gravity convection ovens
41104503 | Ageing ovens
41104503 | Ageing ovens
41104504 | Cleanroom ovens
41104504 | Cleanroom ovens
41104505 | Laboratory quartz oven pots
41104505 | Laboratory quartz oven pots
41104506 | Laboratory safety ovens
41104506 | Laboratory safety ovens
41104507 | Laboratory microwave ovens
41104507 | Laboratory microwave ovens
41104508 | Induction dryers
41104508 | Induction dryers
41104509 | Vacuum ovens
41104509 | Vacuum ovens
41104510 | Drying cabinets or ovens
41104510 | Drying cabinets or ovens
41104511 | Hybridization ovens or incubators
41104511 | Hybridization ovens or incubators
41104512 | Laboratory oven accessories
41104512 | Laboratory oven accessories
41104513 | Magnesium melt oven
41104513 | Magnesium melt oven
41104600 | Laboratory furnaces and accessories
41104601 | Laboratory box furnaces
41104601 | Laboratory box furnaces
41104602 | Programmable box furnaces
41104602 | Programmable box furnaces
41104603 | Tube furnaces
41104603 | Tube furnaces
41104604 | Programmable tube furnaces
41104604 | Programmable tube furnaces
41104605 | Crucible furnaces
41104605 | Crucible furnaces
41104606 | Programmable crucible furnaces
41104606 | Programmable crucible furnaces
41104607 | Furnace control console
41104607 | Furnace control console
41104608 | Programmable furnace control console
41104608 | Programmable furnace control console
41104609 | Laboratory safety furnaces
41104609 | Laboratory safety furnaces
41104610 | Laboratory furnace hearthplates
41104610 | Laboratory furnace hearthplates
41104611 | Laboratory furnace replacement insulation
41104611 | Laboratory furnace replacement insulation
41104612 | Laboratory furnace accessories
41104612 | Laboratory furnace accessories
41104613 | Laboratory hot press
41104613 | Laboratory hot press
41104700 | Laboratory freeze dryers and lyopholizers and accessories
41104701 | Freeze dryers or lyopholizers
41104701 | Freeze dryers or lyopholizers
41104702 | Freeze dryer glassware
41104702 | Freeze dryer glassware
41104703 | Tray dryers
41104703 | Tray dryers
41104704 | Freeze dryer or lyopholizer accessories
41104704 | Freeze dryer or lyopholizer accessories
41104800 | Laboratory decanting and distilling and evaporating and extracting equipment and supplies
41104801 | Flask or retort units
41104801 | Flask or retort units
41104802 | Bi distillation units
41104802 | Bi distillation units
41104803 | Laboratory evaporators
41104803 | Laboratory evaporators
41104804 | Vacuum or rotary evaporators
41104804 | Vacuum or rotary evaporators
41104805 | Nitrogen blowdown evaporators
41104805 | Nitrogen blowdown evaporators
41104806 | Extracting equipment for laboratories
41104806 | Extracting equipment for laboratories
41104807 | Fat extractors
41104807 | Fat extractors
41104808 | Crude fiber extractors
41104808 | Crude fiber extractors
41104809 | Sedimentological analyzing unit
41104809 | Sedimentological analyzing unit
41104810 | Fractionation apparatus
41104810 | Fractionation apparatus
41104811 | Density gradient fractionators
41104811 | Density gradient fractionators
41104812 | Distillation pipings or columns or fittings
41104812 | Distillation pipings or columns or fittings
41104813 | Reflux components
41104813 | Reflux components
41104814 | Laboratory heat exchange condensers
41104814 | Laboratory heat exchange condensers
41104815 | Kjeldahl nitrogen determination apparatus
41104815 | Kjeldahl nitrogen determination apparatus
41104816 | Vacuum or centrifugal concentrators
41104816 | Vacuum or centrifugal concentrators
41104817 | Extraction thimbles
41104817 | Extraction thimbles
41104818 | Structured packing
41104818 | Structured packing
41104819 | Cell harvester
41104819 | Cell harvester
41104820 | Laboratory fractional distillation apparatus
41104820 | Laboratory fractional distillation apparatus
41104821 | Static sample concentrator
41104821 | Static sample concentrator
41104900 | Laboratory filtering equipment and supplies
41104901 | Laboratory line filters
41104901 | Laboratory line filters
41104902 | Gel filtration equipment
41104902 | Gel filtration equipment
41104903 | Ultra filtration equipment
41104903 | Ultra filtration equipment
41104904 | Sintered cell filters
41104904 | Sintered cell filters
41104905 | Thin channel filtration equipment
41104905 | Thin channel filtration equipment
41104906 | Reverse osmosis filtration equipment
41104906 | Reverse osmosis filtration equipment
41104907 | Molecular filtration equipment
41104907 | Molecular filtration equipment
41104908 | Laboratory cartridge element filters
41104908 | Laboratory cartridge element filters
41104909 | Laboratory filter holders or cyclones
41104909 | Laboratory filter holders or cyclones
41104910 | Laboratory multi sheet or press filters
41104910 | Laboratory multi sheet or press filters
41104911 | Laboratory air filtration systems
41104911 | Laboratory air filtration systems
41104912 | Fluid presses filter
41104912 | Fluid presses filter
41104913 | Bioseparation filters
41104913 | Bioseparation filters
41104914 | Bottletops or filtration cups
41104914 | Bottletops or filtration cups
41104915 | Capsules filters
41104915 | Capsules filters
41104916 | Centrifugal filters
41104916 | Centrifugal filters
41104917 | Laboratory environmental filters
41104917 | Laboratory environmental filters
41104918 | Laboratory glass filters
41104918 | Laboratory glass filters
41104919 | Laboratory HEPA filters
41104919 | Laboratory HEPA filters
41104920 | Hybridization filters
41104920 | Hybridization filters
41104921 | Laboratory membrane filters
41104921 | Laboratory membrane filters
41104922 | Syringe filters
41104922 | Syringe filters
41104923 | Multiwell plate filters
41104923 | Multiwell plate filters
41104924 | Microbiology filters
41104924 | Microbiology filters
41104925 | Laboratory filtration hardware or accessories
41104925 | Laboratory filtration hardware or accessories
41104926 | Silica bed filter
41104926 | Silica bed filter
41104927 | Filter support screens
41104927 | Filter support screens
41104928 | Laboratory bottle receiver
41104928 | Laboratory bottle receiver
41104929 | Laboratory filter papers
41104929 | Laboratory filter papers
41104930 | Molecular sieve
41104930 | Molecular sieve
41104931 | Serum separator tube filter | New
41104932 | Cell strainer | New
41105000 | Laboratory sieves and sifting equipment and supplies
41105001 | Laboratory separators
41105001 | Laboratory separators
41105002 | Laboratory sifting equipment
41105002 | Laboratory sifting equipment
41105003 | Test sieves
41105003 | Test sieves
41105100 | Laboratory pumps and tubing
41105101 | Laboratory vacuum pumps
41105101 | Laboratory vacuum pumps
41105102 | Peristaltic pumps
41105102 | Peristaltic pumps
41105103 | Laboratory centrifugal pumps
41105103 | Laboratory centrifugal pumps
41105104 | Syringe pumps
41105104 | Syringe pumps
41105105 | Metering pumps
41105105 | Metering pumps
41105106 | Chromatography pumps
41105106 | Chromatography pumps
41105107 | Laboratory drum pumps
41105107 | Laboratory drum pumps
41105108 | Laboratory general purpose tubing
41105108 | Laboratory general purpose tubing
41105109 | Rotary vane pumps
41105109 | Rotary vane pumps
41105200 | Laboratory slide stainer equipment and accessories
41105201 | Histology or cytology slide stainers
41105201 | Histology or cytology slide stainers
41105202 | Hematology slide stainers
41105202 | Hematology slide stainers
41105203 | Microbiology slide stainers
41105203 | Microbiology slide stainers
41105204 | Laboratory slide stainer accessories
41105204 | Laboratory slide stainer accessories
41105205 | Microslide making equipment
41105205 | Microslide making equipment
41105206 | Immunohistochemistry autostainer
41105206 | Immunohistochemistry autostainer
41105207 | Immunohistochemistry autostainer accessory
41105207 | Immunohistochemistry autostainer accessory
41105208 | Laboratory staining rack and tray
41105208 | Laboratory staining rack and tray
41105209 | Multidepartment manual slide stainer set
41105209 | Multidepartment manual slide stainer set
41105300 | Laboratory electrophoresis and blotting system and supplies
41105301 | Gel boxes
41105301 | Gel boxes
41105302 | Gel dryers
41105302 | Gel dryers
41105303 | Electrophoresis system power supplies
41105303 | Electrophoresis system power supplies
41105304 | Transilluminators
41105304 | Transilluminators
41105305 | Electrophoresis system accessories
41105305 | Electrophoresis system accessories
41105307 | Instrumentation for capillary electrophoresis
41105307 | Instrumentation for capillary electrophoresis
41105308 | Capillaries or cartridges
41105308 | Capillaries or cartridges
41105309 | Kits or reagents for capillary electrophoresis
41105309 | Kits or reagents for capillary electrophoresis
41105310 | Blotting or transfer accessories
41105310 | Blotting or transfer accessories
41105311 | Blotting or transfer apparatus
41105311 | Blotting or transfer apparatus
41105312 | Combs or plates or spacers or trays
41105312 | Combs or plates or spacers or trays
41105313 | Cassettes or related detection accessories
41105313 | Cassettes or related detection accessories
41105314 | Gel documentation systems
41105314 | Gel documentation systems
41105315 | Gel documentation accessories
41105315 | Gel documentation accessories
41105316 | Ultraviolet crosslinkers
41105316 | Ultraviolet crosslinkers
41105317 | Agarose gel making reagents
41105317 | Agarose gel making reagents
41105318 | Agarose premade gels
41105318 | Agarose premade gels
41105319 | Polyacrylamide gel making reagents
41105319 | Polyacrylamide gel making reagents
41105320 | Polyacrylamide premade gels
41105320 | Polyacrylamide premade gels
41105321 | Nucleic acid gels stain
41105321 | Nucleic acid gels stain
41105322 | Polyacrylamide gels stain
41105322 | Polyacrylamide gels stain
41105323 | Electrophoresis premade buffers or solutions
41105323 | Electrophoresis premade buffers or solutions
41105324 | Deoxyribonucleic acid DNA or ribonucleic acid RNA probes
41105324 | Deoxyribonucleic acid DNA or ribonucleic acid RNA probes
41105325 | Microwells plates for deoxyribonucleic acid DNA or deoxyribonucleic acid DNA hybridization
41105325 | Microwells plates for deoxyribonucleic acid DNA or deoxyribonucleic acid DNA hybridization
41105326 | Hybridization reagents or buffers
41105326 | Hybridization reagents or buffers
41105327 | Conjugated nucleotides or oligomers
41105327 | Conjugated nucleotides or oligomers
41105328 | Premade northern or southern or western blots
41105328 | Premade northern or southern or western blots
41105329 | Blocking agents
41105329 | Blocking agents
41105330 | Control proteins or cell lysates or tissue lysates
41105330 | Control proteins or cell lysates or tissue lysates
41105331 | Protein chemifluorescent detection reagents or kits or substrates
41105331 | Protein chemifluorescent detection reagents or kits or substrates
41105332 | Protein chemiluminescent detection reagents or kits or substrates
41105332 | Protein chemiluminescent detection reagents or kits or substrates
41105333 | Protein chromogenic detection reagents or kits or substrates
41105333 | Protein chromogenic detection reagents or kits or substrates
41105334 | Deoxyribonucleic acid DNA quantitation markers
41105334 | Deoxyribonucleic acid DNA quantitation markers
41105335 | Deoxyribonucleic acid DNA size markers or standards
41105335 | Deoxyribonucleic acid DNA size markers or standards
41105336 | Isoelectric focusing IEF markers
41105336 | Isoelectric focusing IEF markers
41105337 | Protein electrophoresis markers
41105337 | Protein electrophoresis markers
41105338 | Ribonucleic acid RNA markers or standards
41105338 | Ribonucleic acid RNA markers or standards
41105339 | Blotting membranes
41105339 | Blotting membranes
41105340 | Electrophoresis system
41105340 | Electrophoresis system
41105341 | Autoradiography film
41105341 | Autoradiography film
41105342 | Kit and reagent for agarose gel electrophoresis | New
41105343 | Kit and reagent for tape based electrophoresis | New
41105344 | Electrophoresis sample applicator or blade | New
41105345 | Protein gel stain | New
41105500 | Nucleic acid extraction and purification and quantitation kits and components
41105501 | Deoxyribonucleic acid DNA cleanup or gel extraction kits
41105501 | Deoxyribonucleic acid DNA cleanup or gel extraction kits
41105502 | Kits for deoxyribonucleic acid DNA extraction from food
41105502 | Kits for deoxyribonucleic acid DNA extraction from food
41105503 | Electroelution systems
41105503 | Electroelution systems
41105504 | Genomic deoxyribonucleic acid DNA purification kits
41105504 | Genomic deoxyribonucleic acid DNA purification kits
41105505 | High throughput screening HTS systems in nucleic acid purification
41105505 | High throughput screening HTS systems in nucleic acid purification
41105506 | Kits for purification of messenger ribonucleic acid mRNA
41105506 | Kits for purification of messenger ribonucleic acid mRNA
41105507 | Nucleic acid isolation magnetic beads
41105507 | Nucleic acid isolation magnetic beads
41105508 | Nucleic acids coprecipitants
41105508 | Nucleic acids coprecipitants
41105509 | Nucleic acids quantitation kits
41105509 | Nucleic acids quantitation kits
41105510 | Phage deoxyribonucleic acid DNA purification kits
41105510 | Phage deoxyribonucleic acid DNA purification kits
41105511 | Kits for plasmids deoxyribonucleic acid DNA extraction from yeast
41105511 | Kits for plasmids deoxyribonucleic acid DNA extraction from yeast
41105512 | Plasmids or cosmids or bacterial artificial chromosomes BAC purification kit
41105512 | Plasmids or cosmids or bacterial artificial chromosomes BAC purification kit
41105513 | Labeled nucleic acid purification kits
41105513 | Labeled nucleic acid purification kits
41105514 | Reagents for nucleic acid extraction or precipitation or resuspension
41105514 | Reagents for nucleic acid extraction or precipitation or resuspension
41105515 | Ribonucleic acid RNA cleanup or stabilization materials
41105515 | Ribonucleic acid RNA cleanup or stabilization materials
41105516 | Ribonucleic acid RNA gel extraction kits
41105516 | Ribonucleic acid RNA gel extraction kits
41105517 | Kits for nucleic acid extraction from plant cells or tissue
41105517 | Kits for nucleic acid extraction from plant cells or tissue
41105518 | Total ribonucleic acid RNA purification kits
41105518 | Total ribonucleic acid RNA purification kits
41105519 | Viral deoxyribonucleic acid DNA purification kits
41105519 | Viral deoxyribonucleic acid DNA purification kits
41105520 | Viral ribonucleic acid RNA purification kits
41105520 | Viral ribonucleic acid RNA purification kits
41105521 | Deoxyribonucleic acid DNA detection system
41105521 | Deoxyribonucleic acid DNA detection system
41105600 | Deoxyribonucleic acid DNA sequencing products
41105601 | Kits or enzymes for sequencing
41105601 | Kits or enzymes for sequencing
41105700 | Gene arrays
41105701 | Acid nucleic immobilized on glass or nylon membranes
41105701 | Acid nucleic immobilized on glass or nylon membranes
41105800 | In vitro transcription and translation products
41105801 | Oligomer conjugates or derivatives
41105801 | Oligomer conjugates or derivatives
41105802 | Ribonucleotides
41105802 | Ribonucleotides
41105803 | Transcription or translation systems or kits
41105803 | Transcription or translation systems or kits
41105804 | Translation labeling accessories
41105804 | Translation labeling accessories
41105900 | Libraries and related materials
41105901 | Animal tissues or bodily fluids
41105901 | Animal tissues or bodily fluids
41105902 | Complementary deoxyribonucleic acid cDNA libraries
41105902 | Complementary deoxyribonucleic acid cDNA libraries
41105903 | Complementary deoxyribonucleic acid cDNA synthesis kits
41105903 | Complementary deoxyribonucleic acid cDNA synthesis kits
41105904 | Genomic libraries
41105904 | Genomic libraries
41105905 | Library construction kits
41105905 | Library construction kits
41105906 | Protein or peptide display libraries
41105906 | Protein or peptide display libraries
41105907 | Two hybrid libraries or systems
41105907 | Two hybrid libraries or systems
41105908 | Viral packaging kits
41105908 | Viral packaging kits
41105909 | Peptide synthesizer
41105909 | Peptide synthesizer
41106000 | Nucleic acid labeling and detection systems
41106001 | Nucleic acid chemifluorescent detection materials
41106001 | Nucleic acid chemifluorescent detection materials
41106002 | Nucleic acid chemiluminescent detection materials
41106002 | Nucleic acid chemiluminescent detection materials
41106003 | Nucleic acid chromogenic detection materials
41106003 | Nucleic acid chromogenic detection materials
41106004 | Nucleic acid non radioactive labeling kits
41106004 | Nucleic acid non radioactive labeling kits
41106005 | Nucleic acid radioactive labeling kits
41106005 | Nucleic acid radioactive labeling kits
41106006 | Radio nucleotides or nucleosides
41106006 | Radio nucleotides or nucleosides
41106100 | Deoxyribonucleic acid DNA analysis kits
41106101 | Cytogenetics kits
41106101 | Cytogenetics kits
41106102 | Differential display or subtraction kits
41106102 | Differential display or subtraction kits
41106103 | Deoxyribonucleic acid DNA typing kits
41106103 | Deoxyribonucleic acid DNA typing kits
41106104 | Nuclease protection assays
41106104 | Nuclease protection assays
41106200 | Microorganism propagation and transformation media and kits and equipment
41106201 | Antimycotics
41106201 | Antimycotics
41106202 | Bacteria competent cells
41106202 | Bacteria competent cells
41106203 | Bacteria transformation kits
41106203 | Bacteria transformation kits
41106204 | Bottled agar media or stabs for bacteria
41106204 | Bottled agar media or stabs for bacteria
41106205 | Brent supplement mixtures for yeast
41106205 | Brent supplement mixtures for yeast
41106206 | Complete supplement mixtures for yeast
41106206 | Complete supplement mixtures for yeast
41106207 | Dictyostelium discoideum media
41106207 | Dictyostelium discoideum media
41106208 | Electroporation cuvettes
41106208 | Electroporation cuvettes
41106209 | Hollenberg supplement mixtures for yeast
41106209 | Hollenberg supplement mixtures for yeast
41106210 | Media or supplements for schizosaccharomyces pombe
41106210 | Media or supplements for schizosaccharomyces pombe
41106211 | Media ingredients or additives schizosaccharomyces pombe
41106211 | Media ingredients or additives schizosaccharomyces pombe
41106212 | Media ingredients or additives for bacteria
41106212 | Media ingredients or additives for bacteria
41106213 | Premixed media dry
41106213 | Premixed media dry
41106214 | Reagents for preparing competent bacteria
41106214 | Reagents for preparing competent bacteria
41106215 | Reagents for preparing competent yeast
41106215 | Reagents for preparing competent yeast
41106216 | Rich media for yeast
41106216 | Rich media for yeast
41106217 | Specialty plates for bacteria
41106217 | Specialty plates for bacteria
41106218 | Specialty premixed media dry
41106218 | Specialty premixed media dry
41106219 | Synthetic complete supplement mixtures for yeast
41106219 | Synthetic complete supplement mixtures for yeast
41106220 | Synthetic media for yeast
41106220 | Synthetic media for yeast
41106221 | Yeast competent cells
41106221 | Yeast competent cells
41106222 | Yeast transformation kits
41106222 | Yeast transformation kits
41106223 | Yeast nitrogen bases YNB or yeast nitrogen base YNB variants
41106223 | Yeast nitrogen bases YNB or yeast nitrogen base YNB variants
41106224 | Electroporation system | New
41106225 | Bottled broth media for bacteria | New
41106226 | Bottled broth media for yeast | New
41106227 | Specialty plate for yeast | New
41106228 | Bottled agar media or stabs for yeast | New
41106229 | Bottled saline or water for microbiology | New
41106230 | Inoculum fluid for identification and sensitivity panels | New
41106231 | Contact agar plate for environmental microbial presence | New
41106232 | Automated microbial culture plate streaker | New
41106233 | Biolistic particle delivery system | New
41106300 | Polymerase chain reaction PCR and reverse transcriptase polymerase chain reaction RT PCR products
41106301 | Deoxynucleotide triphosphates dNTPs
41106301 | Deoxynucleotide triphosphates dNTPs
41106302 | Gene specific polymerase chain reaction PCR kits
41106302 | Gene specific polymerase chain reaction PCR kits
41106303 | Kits for polymerase chain reaction PCR purification
41106303 | Kits for polymerase chain reaction PCR purification
41106304 | Kits for messenger ribonucleic acid mRNA quantitation by polymerase chain reaction PCR
41106304 | Kits for messenger ribonucleic acid mRNA quantitation by polymerase chain reaction PCR
41106305 | Nucleotides
41106305 | Nucleotides
41106306 | Polymerase chain reaction PCR buffers
41106306 | Polymerase chain reaction PCR buffers
41106307 | Polymerase chain reaction PCR optimizing products
41106307 | Polymerase chain reaction PCR optimizing products
41106308 | Polymerase chain reaction PCR or reverse transcriptase polymerase chain reaction RT PCR primers
41106308 | Polymerase chain reaction PCR or reverse transcriptase polymerase chain reaction RT PCR primers
41106309 | Premade complementary deoxyribonucleic acid cDNA
41106309 | Premade complementary deoxyribonucleic acid cDNA
41106310 | Purified genomic deoxyribonucleic acids DNA
41106310 | Purified genomic deoxyribonucleic acids DNA
41106311 | Purified ribonucleic acids RNA
41106311 | Purified ribonucleic acids RNA
41106312 | Rapid amplification or complementary deoxyribonucleic acid ends RACE technology products
41106312 | Rapid amplification or complementary deoxyribonucleic acid ends RACE technology products
41106313 | Reverse transcriptase polymerase chain reaction RT PCR kits
41106313 | Reverse transcriptase polymerase chain reaction RT PCR kits
41106314 | Thermostable deoxyribonucleic acid DNA polymerases or kits
41106314 | Thermostable deoxyribonucleic acid DNA polymerases or kits
41106400 | Primers and linkers and adaptors
41106401 | Adaptors or linkers
41106401 | Adaptors or linkers
41106402 | Miscellaneous primers
41106402 | Miscellaneous primers
41106403 | Sequencing primers
41106403 | Sequencing primers
41106500 | Protein expression products
41106501 | Bacterial expression kits
41106501 | Bacterial expression kits
41106502 | Eucariotic transfection reagents
41106502 | Eucariotic transfection reagents
41106503 | Inducers or regulators
41106503 | Inducers or regulators
41106504 | Insect cells
41106504 | Insect cells
41106505 | Insect expression kits
41106505 | Insect expression kits
41106506 | Insect media
41106506 | Insect media
41106507 | Insect medium supplements or reagents
41106507 | Insect medium supplements or reagents
41106508 | Mammalian cell expression kits
41106508 | Mammalian cell expression kits
41106509 | Mammalian cells
41106509 | Mammalian cells
41106510 | Kits for protein extraction from mammalian cells or tissues
41106510 | Kits for protein extraction from mammalian cells or tissues
41106511 | Kits for protein extraction from bacteria
41106511 | Kits for protein extraction from bacteria
41106512 | Kits for protein extraction from yeast
41106512 | Kits for protein extraction from yeast
41106513 | Reporter gene assay
41106513 | Reporter gene assay
41106514 | Stable mammalian cell lines
41106514 | Stable mammalian cell lines
41106515 | Yeast expression kits
41106515 | Yeast expression kits
41106516 | Enzyme expression consumables
41106516 | Enzyme expression consumables
41106600 | Vectors
41106601 | Chromosome targeting vectors
41106601 | Chromosome targeting vectors
41106602 | Bacterial expression vectors
41106602 | Bacterial expression vectors
41106603 | Cassette vectors
41106603 | Cassette vectors
41106604 | Display vector maps or sequences
41106604 | Display vector maps or sequences
41106605 | Enzyme reporter vector maps or sequences
41106605 | Enzyme reporter vector maps or sequences
41106606 | Expression complementary deoxyribonucleic acid cDNA vectors
41106606 | Expression complementary deoxyribonucleic acid cDNA vectors
41106607 | Fluorescent protein vector maps or sequences
41106607 | Fluorescent protein vector maps or sequences
41106608 | Fusion vectors
41106608 | Fusion vectors
41106609 | Gene targeting vectors
41106609 | Gene targeting vectors
41106610 | General cloning vectors
41106610 | General cloning vectors
41106611 | Hybrid system vectors or kits
41106611 | Hybrid system vectors or kits
41106612 | Insect expression vectors
41106612 | Insect expression vectors
41106613 | Library construction vectors
41106613 | Library construction vectors
41106614 | Mammalian cell expression vectors
41106614 | Mammalian cell expression vectors
41106615 | Polymerase chain reaction PCR cloning vectors or kits
41106615 | Polymerase chain reaction PCR cloning vectors or kits
41106616 | Phage or viral deoxyribonucleic acids DNA
41106616 | Phage or viral deoxyribonucleic acids DNA
41106617 | Plasmid mutagenesis vectors or kits
41106617 | Plasmid mutagenesis vectors or kits
41106618 | Recombination mediated cloning or expression products
41106618 | Recombination mediated cloning or expression products
41106619 | Sequencing vectors
41106619 | Sequencing vectors
41106620 | Signal transduction reporter vector maps or sequences
41106620 | Signal transduction reporter vector maps or sequences
41106621 | Virus mediated expression vectors or kits
41106621 | Virus mediated expression vectors or kits
41106622 | Yeast expression vectors
41106622 | Yeast expression vectors
41106700 | Laboratory botanical equipment and accessories
41106701 | Leaf area meter
41106701 | Leaf area meter
41106702 | Photosynthesis measurement apparatus
41106702 | Photosynthesis measurement apparatus
41106703 | Plant growth measuring instrument or auxanometer
41106703 | Plant growth measuring instrument or auxanometer
41106704 | Chlorophyl measuring instrument
41106704 | Chlorophyl measuring instrument
41106705 | Phytotron
41106705 | Phytotron
41106706 | Minirhizotron
41106706 | Minirhizotron
41106707 | Vegetation nutrition inspection device
41106707 | Vegetation nutrition inspection device
41106708 | Plant collection device set
41106708 | Plant collection device set
41110000 | Measuring and observing and testing instruments
41111500 | Weight measuring instruments
41111501 | Electronic toploading balances
41111501 | Electronic toploading balances
41111502 | Laboratory balances
41111502 | Laboratory balances
41111503 | Mechanical balances
41111503 | Mechanical balances
41111504 | Pull spring balances
41111504 | Pull spring balances
41111505 | Calibration weights or weight sets
41111505 | Calibration weights or weight sets
41111506 | Animal weighing scales
41111506 | Animal weighing scales
41111507 | Bench scales
41111507 | Bench scales
41111508 | Bodyweight measuring scales
41111508 | Bodyweight measuring scales
41111509 | Floor or platform scales
41111509 | Floor or platform scales
41111510 | Postal scales
41111510 | Postal scales
41111511 | Truck or rail scales
41111511 | Truck or rail scales
41111512 | Triple beam balances
41111512 | Triple beam balances
41111513 | Moisture balances
41111513 | Moisture balances
41111515 | Balance weighing containers or bowls or boats or papers
41111515 | Balance weighing containers or bowls or boats or papers
41111516 | Weight measuring instrument accessories
41111516 | Weight measuring instrument accessories
41111517 | Analytical balances
41111517 | Analytical balances
41111518 | Axle load scales
41111518 | Axle load scales
41111519 | Crane scale
41111519 | Crane scale
41111520 | Conveyor weighting scale
41111520 | Conveyor weighting scale
41111521 | Thermogravimeter
41111521 | Thermogravimeter
41111522 | Hopper scale
41111522 | Hopper scale
41111523 | Weight prototype
41111523 | Weight prototype
41111524 | Price indicating scale
41111524 | Price indicating scale
41111525 | Automatic packer scale
41111525 | Automatic packer scale
41111526 | Automatic selective scale
41111526 | Automatic selective scale
41111527 | Domestic luggage scale
41111600 | Length and thickness and distance measuring instruments
41111601 | Micrometers
41111601 | Micrometers
41111602 | Pedometers
41111602 | Pedometers
41111603 | Rangefinders
41111603 | Rangefinders
41111604 | Rulers
41111604 | Rulers
41111605 | Strain gauges
41111605 | Strain gauges
41111606 | Tellurometers
41111606 | Tellurometers
41111607 | Thread counters or gauges
41111607 | Thread counters or gauges
41111613 | Distance meters
41111613 | Distance meters
41111614 | Height gauges
41111614 | Height gauges
41111615 | Laser measuring systems
41111615 | Laser measuring systems
41111616 | Measuring wheels for distance
41111616 | Measuring wheels for distance
41111617 | Feeler gauges
41111617 | Feeler gauges
41111618 | Gage block set
41111618 | Gage block set
41111619 | Go or no go gauge
41111619 | Go or no go gauge
41111620 | Etalon wedge
41111620 | Etalon wedge
41111621 | Calipers
41111621 | Calipers
41111622 | Micrometer calipers
41111622 | Micrometer calipers
41111623 | Thickness measuring devices
41111623 | Thickness measuring devices
41111624 | Alexometer
41111624 | Alexometer
41111625 | Curvimeter
41111625 | Curvimeter
41111626 | Gauge block
41111626 | Gauge block
41111627 | Vee block
41111627 | Vee block
41111628 | Wire meter
41111628 | Wire meter
41111629 | Cable or wire extension linear position sensor
41111629 | Cable or wire extension linear position sensor
41111630 | Dial indicator or dial gauge
41111630 | Dial indicator or dial gauge
41111631 | Radius gauge
41111631 | Radius gauge
41111632 | Cylinder gauge
41111632 | Cylinder gauge
41111633 | Air micrometer
41111633 | Air micrometer
41111634 | Electrical micrometer
41111634 | Electrical micrometer
41111635 | Gage block comparator
41111635 | Gage block comparator
41111636 | Cylinder diameter measuring equipment
41111636 | Cylinder diameter measuring equipment
41111637 | Conical cup tester
41111637 | Conical cup tester
41111638 | Cigarette circumference tester
41111638 | Cigarette circumference tester
41111639 | Screw plug gauge and cross recess
41111639 | Screw plug gauge and cross recess
41111640 | Welding gauge
41111640 | Welding gauge
41111641 | Thread pitch gauge
41111641 | Thread pitch gauge
41111642 | Rail joint gap gauge
41111642 | Rail joint gap gauge
41111643 | Wire gauge
41111643 | Wire gauge
41111644 | Pin gauge
41111644 | Pin gauge
41111645 | Sine bar
41111645 | Sine bar
41111646 | Telescoping gauge
41111646 | Telescoping gauge
41111647 | Hole gauge
41111647 | Hole gauge
41111648 | Taper gauge
41111648 | Taper gauge
41111649 | Tire depth gauge
41111649 | Tire depth gauge
41111650 | Drill gauge
41111650 | Drill gauge
41111651 | Cathetometer
41111651 | Cathetometer
41111652 | Compressometer
41111652 | Compressometer
41111700 | Viewing and observing instruments and accessories
41111701 | Ion microscopes
41111701 | Ion microscopes
41111702 | Monocular microscopes
41111702 | Monocular microscopes
41111703 | Stereo or dissecting light microscopes
41111703 | Stereo or dissecting light microscopes
41111704 | Illuminators for microscopes
41111704 | Illuminators for microscopes
41111705 | Microscope objectives
41111705 | Microscope objectives
41111706 | Photo attachments for microscopes
41111706 | Photo attachments for microscopes
41111707 | Profile projectors
41111707 | Profile projectors
41111708 | Video attachments for microscopes
41111708 | Video attachments for microscopes
41111709 | Binocular light compound microscopes
41111709 | Binocular light compound microscopes
41111710 | Combination electron and light microscopes
41111710 | Combination electron and light microscopes
41111711 | Electron microscopes
41111711 | Electron microscopes
41111712 | Inverted microscopes
41111712 | Inverted microscopes
41111713 | Magnifiers
41111713 | Magnifiers
41111714 | Loupes
41111714 | Loupes
41111715 | Telescopes
41111715 | Telescopes
41111716 | Borescope inspection equipment
41111716 | Borescope inspection equipment
41111717 | Binoculars
41111717 | Binoculars
41111718 | Metallurgical microscopes
41111718 | Metallurgical microscopes
41111719 | Darkfield microscopes
41111719 | Darkfield microscopes
41111720 | Scanning electron microscopes
41111720 | Scanning electron microscopes
41111721 | Transmission electron microscopes
41111721 | Transmission electron microscopes
41111722 | Fluorescent microscopes
41111722 | Fluorescent microscopes
41111723 | Scanning light or spinning disk or laser scanning microscopes
41111723 | Scanning light or spinning disk or laser scanning microscopes
41111724 | Scanning probe microscopes
41111724 | Scanning probe microscopes
41111725 | Polarizing microscopes
41111725 | Polarizing microscopes
41111726 | Acoustic microscopes
41111726 | Acoustic microscopes
41111727 | Projection microscopes
41111727 | Projection microscopes
41111728 | Wide field microscopes
41111728 | Wide field microscopes
41111729 | Microscope eyepieces
41111729 | Microscope eyepieces
41111730 | Microscope condensers
41111730 | Microscope condensers
41111731 | Microscope collectors
41111731 | Microscope collectors
41111733 | Microscope tubes
41111733 | Microscope tubes
41111734 | Microscope stages
41111734 | Microscope stages
41111735 | Automated microscope stages
41111735 | Automated microscope stages
41111736 | Microscope covers
41111736 | Microscope covers
41111737 | Videoscopes
41111737 | Videoscopes
41111738 | Fiberscopes
41111738 | Fiberscopes
41111739 | Laboratory microscope replacement bulbs
41111739 | Laboratory microscope replacement bulbs
41111740 | Automated optical inspection system
41111740 | Automated optical inspection system
41111741 | Microscope differential interference contrast equipment
41111741 | Microscope differential interference contrast equipment
41111742 | Periscope or protectorscope
41111742 | Periscope or protectorscope
41111743 | Autocollimator
41111743 | Autocollimator
41111744 | Microscopic micrometer
41111744 | Microscopic micrometer
41111745 | Micromanipulator
41111745 | Micromanipulator
41111746 | Optical lever
41111746 | Optical lever
41111747 | Industrial fiberscope
41111747 | Industrial fiberscope
41111748 | Multimedia image microscope
41111748 | Multimedia image microscope
41111749 | Phase contrast microscope
41111749 | Phase contrast microscope
41111750 | Microscope anti vibration mat or table | New
41111751 | Microscope fluorescence filter | New
41111752 | Microscope filter cube or box | New
41111753 | Manual microscope nosepiece | New
41111754 | Motorized microscope nosepiece | New
41111755 | Microscope knob | New
41111756 | Microscope base unit | New
41111757 | Microscope head | New
41111758 | Microscope body | New
41111759 | Trinocular light compound microscope | New
41111760 | Microscope sample manipulation system and accessories | New
41111761 | Transmission electron microscopy TEM grid or support film | New
41111762 | Transmission electron microscopy TEM grid storage box | New
41111763 | Microscope cleaning kit | New
41111764 | Microscope fitting | New
41111765 | Microscope stage slide clip | New
41111766 | Handheld digital microscope | New
41111767 | Microscope stage warming system or incubator and accessories | New
41111768 | Lighted box agglutination viewer | New
41111769 | Lighted mirror agglutination viewer | New
41111770 | Microscope pointer | New
41111800 | Non destructive examination equipment
41111801 | Eddy current examination equipment
41111801 | Eddy current examination equipment
41111802 | Liquid penetrant examination equipment
41111802 | Liquid penetrant examination equipment
41111803 | Magnetic particle examination equipment
41111803 | Magnetic particle examination equipment
41111804 | Ultrasonic examination equipment
41111804 | Ultrasonic examination equipment
41111805 | CO 60 radiography examination equipment
41111805 | CO 60 radiography examination equipment
41111806 | CS 137 radiography examination equipment
41111806 | CS 137 radiography examination equipment
41111807 | IR 192 radiography examination equipment
41111807 | IR 192 radiography examination equipment
41111808 | X ray radiography examination equipment
41111808 | X ray radiography examination equipment
41111809 | Leak testing equipment
41111809 | Leak testing equipment
41111810 | Hot testing equipment station
41111810 | Hot testing equipment station
41111811 | Cold testing equipment station
41111811 | Cold testing equipment station
41111812 | Gamma ray radiography examination equipment
41111812 | Gamma ray radiography examination equipment
41111813 | Industrial radiograph viewing illuminator
41111813 | Industrial radiograph viewing illuminator
41111814 | Neutron radiography examination equipment
41111814 | Neutron radiography examination equipment
41111815 | Reinforcement metal detector
41111815 | Reinforcement metal detector
41111816 | Displacement measuring instrument
41111816 | Displacement measuring instrument
41111817 | Rice taste measuring system
41111817 | Rice taste measuring system
41111818 | Non destructive examination reagent
41111818 | Non destructive examination reagent
41111819 | Wire rope tester
41111819 | Wire rope tester
41111820 | Fluorescence detector
41111820 | Fluorescence detector
41111900 | Indicating and recording instruments
41111901 | Counters
41111901 | Counters
41111902 | Electronic counters
41111902 | Electronic counters
41111903 | Metal detectors
41111903 | Metal detectors
41111904 | Electronic columns
41111904 | Electronic columns
41111905 | Electronic measuring probes
41111905 | Electronic measuring probes
41111906 | Chart recorders
41111906 | Chart recorders
41111907 | Digital readout recorders
41111907 | Digital readout recorders
41111908 | Graphic recorders
41111908 | Graphic recorders
41111909 | Magnetic tape recorders
41111909 | Magnetic tape recorders
41111910 | Multipen recorders
41111910 | Multipen recorders
41111911 | Oscillographic recorders
41111911 | Oscillographic recorders
41111912 | Physiological recorders
41111912 | Physiological recorders
41111913 | Point plotting recorders
41111913 | Point plotting recorders
41111914 | Servo recorders
41111914 | Servo recorders
41111915 | Bi metallic sensors
41111915 | Bi metallic sensors
41111916 | Non contact sensors
41111916 | Non contact sensors
41111917 | Digital testers
41111917 | Digital testers
41111918 | Gyroscopic instruments
41111918 | Gyroscopic instruments
41111919 | Detection apparatus for non metallic objects
41111919 | Detection apparatus for non metallic objects
41111920 | Coordinate measuring machines CMM
41111920 | Coordinate measuring machines CMM
41111921 | Speed sensors
41111921 | Speed sensors
41111922 | Lamp failure sensor
41111922 | Lamp failure sensor
41111923 | Pre ignition knock sensor
41111923 | Pre ignition knock sensor
41111924 | Oxygen sensors
41111924 | Oxygen sensors
41111926 | Proximity sensors
41111926 | Proximity sensors
41111927 | Pressure sensors
41111927 | Pressure sensors
41111928 | Current sensors
41111928 | Current sensors
41111929 | Radiation detectors
41111929 | Radiation detectors
41111930 | Electrical power sensors
41111930 | Electrical power sensors
41111931 | Flow sensors
41111931 | Flow sensors
41111932 | Liquid leak detectors
41111932 | Liquid leak detectors
41111933 | Electrical charge sensors
41111933 | Electrical charge sensors
41111934 | Force or torque sensors
41111934 | Force or torque sensors
41111935 | Tilt sensors
41111935 | Tilt sensors
41111936 | Complementary metal oxide semiconductor CMOS image sensors
41111936 | Complementary metal oxide semiconductor CMOS image sensors
41111937 | Rotary position sensors
41111937 | Rotary position sensors
41111938 | Level sensors or transmitters
41111938 | Level sensors or transmitters
41111939 | Acoustic sensors
41111939 | Acoustic sensors
41111940 | Color sensors
41111940 | Color sensors
41111941 | Olfactory sensors
41111941 | Olfactory sensors
41111942 | Opacity or dust or visibility sensors
41111942 | Opacity or dust or visibility sensors
41111943 | Electrical resistance or conductance sensors
41111943 | Electrical resistance or conductance sensors
41111944 | Electrical admittance sensors
41111944 | Electrical admittance sensors
41111945 | Linear position sensors
41111945 | Linear position sensors
41111946 | Electrical inductance sensors
41111946 | Electrical inductance sensors
41111947 | Chart recorder pens
41111947 | Chart recorder pens
41111948 | Manual or electronic hematology differential cell counters
41111948 | Manual or electronic hematology differential cell counters
41111949 | Hour meter
41111949 | Hour meter
41111950 | Level indicator
41111950 | Level indicator
41111951 | Humidistat
41111951 | Humidistat
41111952 | Hydrogen sulfide sensor
41111952 | Hydrogen sulfide sensor
41111953 | Supplemental inflator restraint arming sensor
41111953 | Supplemental inflator restraint arming sensor
41111954 | Liquid sensor
41111954 | Liquid sensor
41111955 | Solar sensor
41111955 | Solar sensor
41111956 | Infrared temperature sensor
41111956 | Infrared temperature sensor
41111957 | Oil pressure sensor
41111957 | Oil pressure sensor
41111958 | Manifold ambient pressure sensor
41111958 | Manifold ambient pressure sensor
41111959 | Fuel pressure sensor
41111959 | Fuel pressure sensor
41111960 | Ultrasonic sensor
41111960 | Ultrasonic sensor
41111961 | Occupant sensor
41111961 | Occupant sensor
41111962 | Brake wear sensor
41111962 | Brake wear sensor
41111963 | Fuel level sensor
41111963 | Fuel level sensor
41111964 | Seat belt tension sensor
41111964 | Seat belt tension sensor
41111965 | Water sensor
41111965 | Water sensor
41111966 | Humidity sensor
41111966 | Humidity sensor
41111967 | Lateral long yaw sensor
41111967 | Lateral long yaw sensor
41111968 | Angular rate sensor
41111968 | Angular rate sensor
41111969 | Voltage control sensor
41111969 | Voltage control sensor
41111970 | Temperature sensor
41111970 | Temperature sensor
41111971 | Binary counter
41111971 | Binary counter
41111972 | Supplemental inflator restraint SIR or airbag coil assembly sensor
41111972 | Supplemental inflator restraint SIR or airbag coil assembly sensor
41111973 | Particle counter
41111973 | Particle counter
41111974 | Heating sensor tester
41111974 | Heating sensor tester
41111975 | Magnetic field monitor
41111975 | Magnetic field monitor
41111976 | Water meter check system
41111976 | Water meter check system
41111977 | Ion counter
41111977 | Ion counter
41111978 | Manual microhematocrit tube reader
41111978 | Manual microhematocrit tube reader
41111979 | Data logger for clinical temperature controlled equipment | New
41111980 | Remote monitoring system for clinical temperature controlled equipment | New
41111981 | Blood utilization management system | New
41112100 | Transducers
41112101 | Piezo electric crystals
41112101 | Piezo electric crystals
41112103 | Fiber sensors
41112103 | Fiber sensors
41112104 | Audio transducers
41112104 | Audio transducers
41112105 | Temperature transmitters
41112105 | Temperature transmitters
41112106 | Humidity transmitters
41112106 | Humidity transmitters
41112107 | Electro pneumatic transducers
41112107 | Electro pneumatic transducers
41112108 | Loadcells
41112108 | Loadcells
41112109 | Current transducer
41112109 | Current transducer
41112110 | Pressure transducer
41112110 | Pressure transducer
41112111 | Displacement transducer
41112111 | Displacement transducer
41112112 | Electric power transducer
41112112 | Electric power transducer
41112113 | Mechanical energy transducer
41112113 | Mechanical energy transducer
41112114 | Thermo hygro transmitter
41112114 | Thermo hygro transmitter
41112200 | Temperature and heat measuring instruments
41112201 | Calorimeters
41112201 | Calorimeters
41112202 | Heat tracing equipment
41112202 | Heat tracing equipment
41112203 | Melting point recorders
41112203 | Melting point recorders
41112204 | Pyrometers
41112204 | Pyrometers
41112205 | Temperature regulators
41112205 | Temperature regulators
41112206 | Thermocouples
41112206 | Thermocouples
41112207 | Thermographs
41112207 | Thermographs
41112209 | Thermostats
41112209 | Thermostats
41112210 | Remote reading thermometers
41112210 | Remote reading thermometers
41112211 | Resistance thermometers
41112211 | Resistance thermometers
41112212 | Surface thermometers
41112212 | Surface thermometers
41112213 | Handheld thermometer
41112213 | Handheld thermometer
41112214 | Cryogenic temperature controllers
41112214 | Cryogenic temperature controllers
41112215 | Humidifier temperature controllers
41112215 | Humidifier temperature controllers
41112216 | Thermowells
41112216 | Thermowells
41112217 | Thermoheads
41112217 | Thermoheads
41112219 | Thermocouple probes
41112219 | Thermocouple probes
41112220 | Laboratory freezer or refrigerator thermometers
41112220 | Laboratory freezer or refrigerator thermometers
41112221 | Laboratory incubator thermometers
41112221 | Laboratory incubator thermometers
41112222 | Temperature gauge
41112222 | Temperature gauge
41112223 | Compound gauge
41112223 | Compound gauge
41112224 | Infrared thermometer
41112224 | Infrared thermometer
41112225 | Resistance temperature detector RTD
41112225 | Resistance temperature detector RTD
41112226 | Low temperature thermocouple sensor
41112226 | Low temperature thermocouple sensor
41112227 | High temperature thermocouple sensor
41112227 | High temperature thermocouple sensor
41112228 | Combustion efficiency analyzer
41112228 | Combustion efficiency analyzer
41112229 | Heat meter
41112229 | Heat meter
41112230 | Pyrometer calibrator
41112230 | Pyrometer calibrator
41112231 | Oil cloud and pour point tester
41112231 | Oil cloud and pour point tester
41112232 | Freezing point measuring instrument
41112232 | Freezing point measuring instrument
41112233 | Melting point measuring instrument
41112233 | Melting point measuring instrument
41112234 | Heat flowmeter
41112234 | Heat flowmeter
41112235 | Specific heat measuring instrument
41112235 | Specific heat measuring instrument
41112236 | Asphalt softening point tester
41112236 | Asphalt softening point tester
41112237 | Dewpoint thermometer
41112237 | Dewpoint thermometer
41112238 | Dropping point tester
41112238 | Dropping point tester
41112239 | Glass thermometer
41112239 | Glass thermometer
41112240 | Blood unit temperature verification strip
41112240 | Blood unit temperature verification strip
41112241 | Laboratory oven thermometer | New
41112242 | Laboratory waterbath thermometer | New
41112243 | Laboratory heat block thermometer | New
41112244 | Calibration reference thermometer | New
41112300 | Humidity and moisture measuring instruments
41112301 | Hygrometers
41112301 | Hygrometers
41112302 | Psychrometers
41112302 | Psychrometers
41112303 | Temperature humidity testers
41112303 | Temperature humidity testers
41112304 | Moisture meters
41112304 | Moisture meters
41112305 | Humidity controller
41112305 | Humidity controller
41112306 | Humidity calibrator
41112306 | Humidity calibrator
41112307 | Cement water retentivity tester
41112307 | Cement water retentivity tester
41112400 | Pressure measuring and control instruments
41112401 | Depth gauges
41112401 | Depth gauges
41112402 | Manostats
41112402 | Manostats
41112403 | Pressure indicators
41112403 | Pressure indicators
41112404 | Pressure regulator
41112404 | Pressure regulator
41112405 | Pressure or vacuum recorders
41112405 | Pressure or vacuum recorders
41112406 | Vacuum gauges
41112406 | Vacuum gauges
41112407 | Liquid level controls or instruments
41112407 | Liquid level controls or instruments
41112408 | Pressure intensifiers
41112408 | Pressure intensifiers
41112409 | Pressure scanners
41112409 | Pressure scanners
41112410 | Pressure transmitters
41112410 | Pressure transmitters
41112411 | Pressure controllers
41112411 | Pressure controllers
41112412 | Pressure gauge
41112412 | Pressure gauge
41112413 | Differentialpressure gauge
41112413 | Differentialpressure gauge
41112414 | Pressure calibrator
41112414 | Pressure calibrator
41112415 | Warburg apparatus
41112415 | Warburg apparatus
41112416 | Bursting pressure tester
41112416 | Bursting pressure tester
41112417 | Vapor pressure measuring instrument
41112417 | Vapor pressure measuring instrument
41112418 | Capillary pressure tester
41112418 | Capillary pressure tester
41112419 | Cigarette filter draw resistance meter
41112419 | Cigarette filter draw resistance meter
41112420 | Pressure drop gauge
41112420 | Pressure drop gauge
41112421 | Fruit hardness tester
41112421 | Fruit hardness tester
41112422 | Hydraulic pressure tester
41112422 | Hydraulic pressure tester
41112423 | Pressure altimeter
41112423 | Pressure altimeter
41112500 | Liquid and gas flow measuring and observing instruments
41112501 | Flowmeters
41112501 | Flowmeters
41112502 | Rheometers
41112502 | Rheometers
41112503 | Rotameters
41112503 | Rotameters
41112504 | Water meters
41112504 | Water meters
41112505 | Water meter spares
41112505 | Water meter spares
41112506 | Venturis
41112506 | Venturis
41112508 | Gas gauges
41112508 | Gas gauges
41112509 | Air velocity and temperature monitors
41112509 | Air velocity and temperature monitors
41112510 | Sight flow indicators
41112510 | Sight flow indicators
41112511 | Sight flow windows
41112511 | Sight flow windows
41112512 | Flow computers or totalizers
41112512 | Flow computers or totalizers
41112513 | Orifice plate
41112513 | Orifice plate
41112514 | Oil gauges
41112514 | Oil gauges
41112516 | Flow transmitters
41112516 | Flow transmitters
41112517 | Optical flowmeter and accessories
41112517 | Optical flowmeter and accessories
41112518 | Pump efficiency testing equipment
41112518 | Pump efficiency testing equipment
41112519 | Pitot gauge
41112519 | Pitot gauge
41112520 | Fire pump flow meter
41112520 | Fire pump flow meter
41112521 | Calibration column
41112521 | Calibration column
41112522 | Water meter tester
41112600 | Hygiene monitoring and testing equipment
41112601 | Manual swab test kits
41112601 | Manual swab test kits
41112602 | Automated swab test kits
41112602 | Automated swab test kits
41112700 | Seed and feed equipment
41112701 | Grain analyzers
41112701 | Grain analyzers
41112702 | Seed counters
41112702 | Seed counters
41112704 | Feed analyzers
41112704 | Feed analyzers
41112800 | Transportation related equipment and instruments
41112801 | Speedometers
41112801 | Speedometers
41112802 | Tachometers
41112802 | Tachometers
41112803 | Tachometer disks
41112803 | Tachometer disks
41112804 | Rail abrasion measuring equipment
41112804 | Rail abrasion measuring equipment
41112805 | Rail downthrow measuring instrument
41112805 | Rail downthrow measuring instrument
41112806 | Rail joint gap measuring instrument
41112806 | Rail joint gap measuring instrument
41112807 | Rail sleeper holding force measuring instrument
41112807 | Rail sleeper holding force measuring instrument
41112808 | Electric rail car tester
41112808 | Electric rail car tester
41112809 | Taximeter tester
41112809 | Taximeter tester
41112900 | Navigational equipment and instruments
41112901 | Direction finding compasses
41112901 | Direction finding compasses
41112902 | Radio navigation instruments
41112902 | Radio navigation instruments
41112903 | Sextants
41112903 | Sextants
41112904 | Complex controlling devices
41112904 | Complex controlling devices
41112905 | Infrared beacon
41112905 | Infrared beacon
41112906 | Radio beacon
41112906 | Radio beacon
41112907 | Radio buoy
41112907 | Radio buoy
41112908 | Echo sounder
41112908 | Echo sounder
41113000 | Chemical evaluation instruments and supplies
41113001 | Digital Analyzer controllers
41113001 | Digital Analyzer controllers
41113002 | Chemiluminescence or bioluminescence analyzers
41113002 | Chemiluminescence or bioluminescence analyzers
41113003 | Electrogravimetry analyzers
41113003 | Electrogravimetry analyzers
41113004 | Flame ionization analyzers
41113004 | Flame ionization analyzers
41113005 | Ion analyzers
41113005 | Ion analyzers
41113006 | Radiometry analyzers
41113006 | Radiometry analyzers
41113007 | Random access analyzers
41113007 | Random access analyzers
41113008 | Cintigraphic analyzers
41113008 | Cintigraphic analyzers
41113009 | Thermal differential analyzers
41113009 | Thermal differential analyzers
41113010 | Thermo gravimetry analyzers
41113010 | Thermo gravimetry analyzers
41113023 | Gel partition equipment
41113023 | Gel partition equipment
41113024 | Hydrometers
41113024 | Hydrometers
41113025 | Monochromators
41113025 | Monochromators
41113026 | Nephelometers
41113026 | Nephelometers
41113027 | Osmometers
41113027 | Osmometers
41113029 | Polarographs
41113029 | Polarographs
41113030 | Radiochromatographic scanner
41113030 | Radiochromatographic scanner
41113031 | Saccharometers
41113031 | Saccharometers
41113033 | Volumeters
41113033 | Volumeters
41113034 | pH test strips or papers
41113034 | pH test strips or papers
41113035 | Chemical test strips or papers
41113035 | Chemical test strips or papers
41113036 | Microplates
41113036 | Microplates
41113037 | Microplate readers
41113037 | Microplate readers
41113038 | Alcoholometer
41113038 | Alcoholometer
41113039 | Osmometer accessories
41113039 | Osmometer accessories
41113040 | Colony counter
41113040 | Colony counter
41113041 | Elemental analyzer
41113041 | Elemental analyzer
41113042 | Milk analyzer
41113042 | Milk analyzer
41113043 | Dietary fiber determination system
41113043 | Dietary fiber determination system
41113044 | Alcohol hydrometer
41113044 | Alcohol hydrometer
41113045 | Oil film tester
41113045 | Oil film tester
41113046 | Adhesion tester
41113046 | Adhesion tester
41113047 | Oil foaming characteristics tester
41113047 | Oil foaming characteristics tester
41113048 | Color fastness tester
41113048 | Color fastness tester
41113049 | Combustion analyzer
41113049 | Combustion analyzer
41113050 | Arsenic detector
41113050 | Arsenic detector
41113051 | Oxidation reduction tester
41113051 | Oxidation reduction tester
41113052 | Chalking tester
41113052 | Chalking tester
41113053 | Rust prevention tester
41113053 | Rust prevention tester
41113054 | Demulsibility tester
41113054 | Demulsibility tester
41113055 | Fuel gum tester
41113055 | Fuel gum tester
41113056 | Flame experiment wire
41113056 | Flame experiment wire
41113057 | Sludge densitometer
41113057 | Sludge densitometer
41113100 | Gas analyzers and monitors
41113101 | Automotive exhaust emission analyzers
41113101 | Automotive exhaust emission analyzers
41113102 | Catalytic combustion analyzers
41113102 | Catalytic combustion analyzers
41113103 | Chemical absorption gas analyzers
41113103 | Chemical absorption gas analyzers
41113104 | Explosimeters
41113104 | Explosimeters
41113105 | Hydrocarbons analyzers or detectors
41113105 | Hydrocarbons analyzers or detectors
41113106 | Infra red or ultra violet absorption analyzers
41113106 | Infra red or ultra violet absorption analyzers
41113107 | Nitrogen gas analyzers
41113107 | Nitrogen gas analyzers
41113108 | Nitrogen oxide analyzers
41113108 | Nitrogen oxide analyzers
41113109 | ORSAT equipment
41113109 | ORSAT equipment
41113110 | Oxygen gas analyzers
41113110 | Oxygen gas analyzers
41113111 | Ozone analyzers
41113111 | Ozone analyzers
41113112 | Paramagnetic susceptibility analyzers
41113112 | Paramagnetic susceptibility analyzers
41113113 | Sulfur dioxide analyzers or detectors
41113113 | Sulfur dioxide analyzers or detectors
41113114 | Thermal conductivity analyzers
41113114 | Thermal conductivity analyzers
41113115 | Radon detectors
41113115 | Radon detectors
41113116 | Gas detector tubes
41113116 | Gas detector tubes
41113117 | Single gas monitors
41113117 | Single gas monitors
41113118 | Multi gas monitors
41113118 | Multi gas monitors
41113119 | Dissolved carbon dioxide analyzers
41113119 | Dissolved carbon dioxide analyzers
41113120 | Carbon monoxide analyzer
41113120 | Carbon monoxide analyzer
41113121 | Vehicle vapor gas analyzing system
41113121 | Vehicle vapor gas analyzing system
41113122 | Olfactometer
41113122 | Olfactometer
41113123 | Smoke tester
41113123 | Smoke tester
41113124 | Respirometer
41113124 | Respirometer
41113300 | Liquid and solid and elemental analyzers
41113301 | Acid or base analyzers
41113301 | Acid or base analyzers
41113302 | Albuminometers
41113302 | Albuminometers
41113304 | Bauxite analyzers
41113304 | Bauxite analyzers
41113305 | Calcium analyzers
41113305 | Calcium analyzers
41113306 | Chloride analyzers
41113306 | Chloride analyzers
41113308 | Electrolyte analyzers
41113308 | Electrolyte analyzers
41113309 | Enzyme analyzers
41113309 | Enzyme analyzers
41113310 | Fatty acid analyzers
41113310 | Fatty acid analyzers
41113311 | Halide detector lamp
41113311 | Halide detector lamp
41113312 | Lactate analyzers
41113312 | Lactate analyzers
41113313 | Mineral oil testing instruments
41113313 | Mineral oil testing instruments
41113314 | Oil content monitors analyzers
41113314 | Oil content monitors analyzers
41113315 | Organic carbon analyzers
41113315 | Organic carbon analyzers
41113316 | Petroleum testing equipment
41113316 | Petroleum testing equipment
41113318 | Uranium analyzers
41113318 | Uranium analyzers
41113319 | Water analyzers
41113319 | Water analyzers
41113320 | Lubricating oil testing kit
41113320 | Lubricating oil testing kit
41113321 | Paint tester
41113321 | Paint tester
41113322 | Nitrogen or nitrate or nitrite analyzer
41113322 | Nitrogen or nitrate or nitrite analyzer
41113323 | Sugar analyzers
41113323 | Sugar analyzers
41113324 | Paint concealment force tester
41113324 | Paint concealment force tester
41113325 | Washability tester
41113325 | Washability tester
41113326 | Paint grain measuring instrument
41113326 | Paint grain measuring instrument
41113327 | Film applicator
41113327 | Film applicator
41113328 | Mercury analyzer
41113328 | Mercury analyzer
41113329 | Suspended solids SS tester
41113329 | Suspended solids SS tester
41113330 | Sludge thickness measuring instrument
41113330 | Sludge thickness measuring instrument
41113331 | Freezing and thawing tester
41113331 | Freezing and thawing tester
41113332 | Liquid ration analyzer
41113332 | Liquid ration analyzer
41113333 | Zeta potential analyzer
41113333 | Zeta potential analyzer
41113334 | Paint coating test equipment
41113334 | Paint coating test equipment
41113335 | Dissolved compounds multiple component analyzer
41113335 | Dissolved compounds multiple component analyzer
41113336 | Steam emulsion number tester
41113336 | Steam emulsion number tester
41113337 | Dispersion or grain size tester
41113337 | Dispersion or grain size tester
41113338 | Biochemical oxygen demand BOD meter
41113338 | Biochemical oxygen demand BOD meter
41113339 | Chemical oxygen demand COD meter
41113339 | Chemical oxygen demand COD meter
41113400 | Nuclear evaluation instruments
41113401 | Alpha counters
41113401 | Alpha counters
41113402 | Alpha beta counters
41113402 | Alpha beta counters
41113403 | Beta counters
41113403 | Beta counters
41113404 | Beta gamma counters
41113404 | Beta gamma counters
41113405 | Gamma counters
41113405 | Gamma counters
41113406 | KVP meters
41113406 | KVP meters
41113407 | X ray microanalysers
41113407 | X ray microanalysers
41113600 | Electrical measuring and testing equipment and accessories
41113601 | Ammeters
41113601 | Ammeters
41113602 | Phasemeters
41113602 | Phasemeters
41113603 | Laboratory bridges
41113603 | Laboratory bridges
41113604 | Capacitance meters
41113604 | Capacitance meters
41113605 | Thermoanalysis derivatographs
41113605 | Thermoanalysis derivatographs
41113606 | Freeze watch indicators
41113606 | Freeze watch indicators
41113607 | Heat stress monitors
41113607 | Heat stress monitors
41113608 | Coincidence or anticoincidence counters
41113608 | Coincidence or anticoincidence counters
41113611 | Cross talk meters
41113611 | Cross talk meters
41113612 | Earth resistance testers
41113612 | Earth resistance testers
41113613 | Electrical value recorders
41113613 | Electrical value recorders
41113614 | Electromagnetic field meters
41113614 | Electromagnetic field meters
41113615 | Electrometers
41113615 | Electrometers
41113616 | Electronic loads
41113616 | Electronic loads
41113617 | Field strength measuring equipment
41113617 | Field strength measuring equipment
41113618 | Gain measuring instruments
41113618 | Gain measuring instruments
41113619 | Galvanometers
41113619 | Galvanometers
41113620 | High voltage cable detection
41113620 | High voltage cable detection
41113621 | Impedance meters
41113621 | Impedance meters
41113622 | Calibrated inductance coils or boxes
41113622 | Calibrated inductance coils or boxes
41113623 | Insulation resistance meters
41113623 | Insulation resistance meters
41113624 | Insulation testers
41113624 | Insulation testers
41113625 | Ionization chambers
41113625 | Ionization chambers
41113626 | Ionmeters
41113626 | Ionmeters
41113627 | Line earth loop testers
41113627 | Line earth loop testers
41113628 | Megohmmeters
41113628 | Megohmmeters
41113629 | Microwave leakage meters
41113629 | Microwave leakage meters
41113630 | Multimeters
41113630 | Multimeters
41113631 | Ohmmeters
41113631 | Ohmmeters
41113632 | Oscillographs
41113632 | Oscillographs
41113633 | Potentiometers
41113633 | Potentiometers
41113634 | Q Meters
41113634 | Q Meters
41113635 | Calibrated resistance measuring equipment
41113635 | Calibrated resistance measuring equipment
41113636 | Level generators
41113636 | Level generators
41113637 | Voltage or current meters
41113637 | Voltage or current meters
41113638 | Oscilloscopes
41113638 | Oscilloscopes
41113639 | Accelerometers
41113639 | Accelerometers
41113640 | Wattmeters
41113640 | Wattmeters
41113641 | GFI circuit testers
41113641 | GFI circuit testers
41113642 | Circuit tester
41113642 | Circuit tester
41113643 | Demand meters or registers
41113643 | Demand meters or registers
41113644 | Circuit tracers
41113644 | Circuit tracers
41113645 | Earth leakage devices
41113645 | Earth leakage devices
41113646 | Temperature calibrator or simulator
41113646 | Temperature calibrator or simulator
41113647 | Frequency calibrator or simulator
41113647 | Frequency calibrator or simulator
41113649 | Psophometer
41113649 | Psophometer
41113650 | Functional tester
41113650 | Functional tester
41113651 | Ring out board
41113651 | Ring out board
41113652 | Wire assembly board
41113652 | Wire assembly board
41113653 | In circuit tester ICT
41113653 | In circuit tester ICT
41113654 | Current loop meter
41113654 | Current loop meter
41113655 | Generator test set
41113655 | Generator test set
41113656 | Servo system tester
41113656 | Servo system tester
41113657 | Circuit breaker tester
41113657 | Circuit breaker tester
41113658 | Switch durability tester
41113658 | Switch durability tester
41113659 | Var meter
41113659 | Var meter
41113660 | Oscillator tester
41113660 | Oscillator tester
41113661 | Voltage regulator tester
41113661 | Voltage regulator tester
41113662 | Cavity resonator
41113662 | Cavity resonator
41113663 | Transformer tester
41113663 | Transformer tester
41113664 | Phase sequence indicator
41113664 | Phase sequence indicator
41113665 | Contact resistance tester
41113665 | Contact resistance tester
41113666 | Arrester tester
41113666 | Arrester tester
41113667 | Watt hour meter test equipment
41113667 | Watt hour meter test equipment
41113668 | Capacitor tester
41113668 | Capacitor tester
41113669 | Line voltage detector
41113669 | Line voltage detector
41113670 | Resister test equipment
41113670 | Resister test equipment
41113671 | Current divider
41113671 | Current divider
41113672 | Relay tester
41113672 | Relay tester
41113673 | Panel and switchboard meter
41113673 | Panel and switchboard meter
41113674 | Blasting machine tester
41113674 | Blasting machine tester
41113675 | Frequency control test equipment
41113675 | Frequency control test equipment
41113676 | Low voltage tester
41113676 | Low voltage tester
41113677 | Withstand voltage tester
41113677 | Withstand voltage tester
41113678 | Clamp tester
41113678 | Clamp tester
41113679 | Current transformer and potential transformer test equipment
41113679 | Current transformer and potential transformer test equipment
41113680 | Power factor meter
41113680 | Power factor meter
41113681 | Combi tester
41113681 | Combi tester
41113682 | Electric power tester
41113682 | Electric power tester
41113683 | Lamp tester
41113683 | Lamp tester
41113684 | Voltage and current meter calibrator
41113684 | Voltage and current meter calibrator
41113685 | Static electricity measuring equipment
41113685 | Static electricity measuring equipment
41113686 | Pulse meter
41113686 | Pulse meter
41113687 | Brake testing machine
41113687 | Brake testing machine
41113688 | Converter testing equipment
41113688 | Converter testing equipment
41113689 | Controller testing equipment
41113689 | Controller testing equipment
41113700 | Electronic and communication measuring and testing instruments
41113701 | Cathode ray tube tester
41113701 | Cathode ray tube tester
41113702 | Comparators
41113702 | Comparators
41113703 | Directional coupler
41113703 | Directional coupler
41113704 | Integrated circuit testers
41113704 | Integrated circuit testers
41113705 | Logic state testers
41113705 | Logic state testers
41113706 | Semiconductor testers
41113706 | Semiconductor testers
41113707 | Transistor circuit testers
41113707 | Transistor circuit testers
41113708 | Power meters
41113708 | Power meters
41113709 | Modulation meters
41113709 | Modulation meters
41113710 | Level meter
41113710 | Level meter
41113711 | Network analyzers
41113711 | Network analyzers
41113712 | Tape testers
41113712 | Tape testers
41113713 | Tapespeed testers
41113713 | Tapespeed testers
41113714 | Differentiator
41113714 | Differentiator
41113715 | Integrated services digital network ISDN testers
41113715 | Integrated services digital network ISDN testers
41113716 | Fiber optic fault locators
41113716 | Fiber optic fault locators
41113717 | Fiber optic test sources
41113717 | Fiber optic test sources
41113718 | Protocol analyzers
41113718 | Protocol analyzers
41113719 | Optical loss tester
41113719 | Optical loss tester
41113720 | Traffic intensity testing equipment
41113720 | Traffic intensity testing equipment
41113721 | Video signal measuring instrument
41113721 | Video signal measuring instrument
41113722 | Electromagnetic interference EMI tester
41113722 | Electromagnetic interference EMI tester
41113723 | Radio equipment tester
41113723 | Radio equipment tester
41113724 | Telephone test set
41113724 | Telephone test set
41113725 | Optical power meter
41113725 | Optical power meter
41113726 | Heat resistance tester
41113726 | Heat resistance tester
41113727 | Distortion meter
41113727 | Distortion meter
41113728 | Electromagnetic shield environmental chamber
41113728 | Electromagnetic shield environmental chamber
41113729 | Amplifier output meter
41113729 | Amplifier output meter
41113730 | Television tester
41113730 | Television tester
41113731 | Crystal tester
41113731 | Crystal tester
41113732 | Amplifier tester
41113732 | Amplifier tester
41113733 | Antenna tester
41113733 | Antenna tester
41113734 | Frequency deviation meter
41113734 | Frequency deviation meter
41113735 | Microwave equipment tester
41113735 | Microwave equipment tester
41113736 | Electronic and communication refractometer
41113736 | Electronic and communication refractometer
41113737 | Noise meter
41113737 | Noise meter
41113738 | Communication line overhaul tester
41113738 | Communication line overhaul tester
41113739 | Electromagnetic susceptibility tester
41113739 | Electromagnetic susceptibility tester
41113740 | Voice data video cable tester
41113740 | Voice data video cable tester
41113800 | Geophysical and geotechnical instruments
41113801 | Geological compasses
41113801 | Geological compasses
41113802 | Geological prospecting apparatus
41113802 | Geological prospecting apparatus
41113803 | Electromagnetic geophysical instruments
41113803 | Electromagnetic geophysical instruments
41113804 | Gravity geophysical instruments
41113804 | Gravity geophysical instruments
41113805 | Induced polarization IP geophysical instruments
41113805 | Induced polarization IP geophysical instruments
41113806 | Magnetometer geophysical instruments
41113806 | Magnetometer geophysical instruments
41113807 | Resistivity geophysical instruments
41113807 | Resistivity geophysical instruments
41113808 | Gravimeters
41113808 | Gravimeters
41113809 | Ground penetrating radar
41113809 | Ground penetrating radar
41113810 | Hydrothermal testing equipment
41113810 | Hydrothermal testing equipment
41113811 | Solid bearing tester
41113811 | Solid bearing tester
41113812 | Ground friction tester
41113812 | Ground friction tester
41113813 | Standard aggregate
41113813 | Standard aggregate
41113814 | Soil plastic limit tester
41113814 | Soil plastic limit tester
41113815 | Soil shrinkage limit tester
41113815 | Soil shrinkage limit tester
41113816 | Consolidation tester
41113816 | Consolidation tester
41113817 | Soil liquid limit tester
41113817 | Soil liquid limit tester
41113818 | Plate bearing tester
41113818 | Plate bearing tester
41113819 | Soil analyzer
41113819 | Soil analyzer
41113820 | Aggregate specific gravity tester
41113820 | Aggregate specific gravity tester
41113821 | Soil penetration tester
41113821 | Soil penetration tester
41113822 | California bearing ratio tester
41113822 | California bearing ratio tester
41113823 | Specimen expansion tester
41113823 | Specimen expansion tester
41113824 | Soil head permeability tester
41113824 | Soil head permeability tester
41113825 | Soil aggregate analyzer
41113825 | Soil aggregate analyzer
41113826 | Soil texture analyzer
41113826 | Soil texture analyzer
41113827 | Soil unconfined compression apparatus
41113827 | Soil unconfined compression apparatus
41113828 | Sand density cone apparatus
41113828 | Sand density cone apparatus
41113829 | Underwater soil picking equipment
41113829 | Underwater soil picking equipment
41113830 | Aggregate unit weight measuring instrument
41113830 | Aggregate unit weight measuring instrument
41113831 | Facing sand water measuring instrument
41113831 | Facing sand water measuring instrument
41113900 | Soil measuring equipment
41113901 | Bore measuring instruments
41113901 | Bore measuring instruments
41113902 | Dissolution or disintegration testers
41113902 | Dissolution or disintegration testers
41113903 | Particle size measuring apparatus
41113903 | Particle size measuring apparatus
41113904 | Penetrometers
41113904 | Penetrometers
41113905 | Permeability testing apparatus
41113905 | Permeability testing apparatus
41113906 | Permeability or porosity estimation apparatus
41113906 | Permeability or porosity estimation apparatus
41113907 | Porosimeters
41113907 | Porosimeters
41113908 | Sand testing apparatus
41113908 | Sand testing apparatus
41113909 | Soil core sampling apparatus
41113909 | Soil core sampling apparatus
41113910 | Soil testing kits
41113910 | Soil testing kits
41114000 | Rock and strata measuring equipment
41114001 | Clinometers
41114001 | Clinometers
41114100 | Seismological instruments
41114102 | Earthquake simulators
41114102 | Earthquake simulators
41114103 | Seismic alarm modules
41114103 | Seismic alarm modules
41114104 | Seismic amplifiers
41114104 | Seismic amplifiers
41114105 | Portable seismic apparatus
41114105 | Portable seismic apparatus
41114106 | Seismic recorders or seismographs
41114106 | Seismic recorders or seismographs
41114107 | Seismometers
41114107 | Seismometers
41114108 | Vibrometers
41114108 | Vibrometers
41114200 | Land surveying instruments
41114201 | Measuring tapes
41114201 | Measuring tapes
41114202 | Measuring rods
41114202 | Measuring rods
41114203 | Measuring tables
41114203 | Measuring tables
41114204 | Theodolites
41114204 | Theodolites
41114205 | Location stake
41114205 | Location stake
41114206 | Location hub
41114206 | Location hub
41114207 | Total station
41114207 | Total station
41114208 | Longimetry instrument
41114208 | Longimetry instrument
41114209 | Tachymeter or tacheometer
41114209 | Tachymeter or tacheometer
41114210 | Optical level
41114210 | Optical level
41114211 | Altimeter
41114211 | Altimeter
41114212 | Mirror stereoscope
41114212 | Mirror stereoscope
41114213 | Coordinate comparator
41114213 | Coordinate comparator
41114214 | Survey template
41114214 | Survey template
41114215 | Dendrometer
41114215 | Dendrometer
41114216 | Alidade
41114216 | Alidade
41114217 | Lead line
41114217 | Lead line
41114218 | Planimeter
41114218 | Planimeter
41114219 | Plumbing arm
41114219 | Plumbing arm
41114220 | Transit
41114220 | Transit
41114221 | Optical square
41114221 | Optical square
41114300 | Hydrological instruments
41114301 | Open stream current meters
41114301 | Open stream current meters
41114302 | Logging instruments for water wells
41114302 | Logging instruments for water wells
41114303 | Open stream water level recorders
41114303 | Open stream water level recorders
41114400 | Meteorological instruments
41114401 | Anemometers
41114401 | Anemometers
41114402 | Barometers
41114402 | Barometers
41114403 | Precipitation or evaporation recorders
41114403 | Precipitation or evaporation recorders
41114404 | Radiosonde apparatus
41114404 | Radiosonde apparatus
41114405 | Rainfall recorders
41114405 | Rainfall recorders
41114406 | Precipitation or evaporation surface observing apparatus
41114406 | Precipitation or evaporation surface observing apparatus
41114407 | Solar radiation surface observing apparatus
41114407 | Solar radiation surface observing apparatus
41114408 | Temperature or humidity surface observing apparatus
41114408 | Temperature or humidity surface observing apparatus
41114409 | Wind surface observing apparatus
41114409 | Wind surface observing apparatus
41114410 | Weather stations
41114410 | Weather stations
41114411 | Meteorology instrument accessories
41114411 | Meteorology instrument accessories
41114412 | Radio acoustic sounding system
41114412 | Radio acoustic sounding system
41114413 | Ceilometer
41114413 | Ceilometer
41114414 | Meteorological satellite receiving equipment
41114414 | Meteorological satellite receiving equipment
41114415 | Lightning analysis system
41114415 | Lightning analysis system
41114416 | Weather chart recorder or scanner
41114416 | Weather chart recorder or scanner
41114417 | Meteorological buoy robot
41114417 | Meteorological buoy robot
41114418 | Meteorological satellite data receiving and analyzing system
41114418 | Meteorological satellite data receiving and analyzing system
41114419 | Low level wind shear alert system
41114419 | Low level wind shear alert system
41114420 | Barometer calibrator
41114420 | Barometer calibrator
41114421 | Hygrometer calibrator
41114421 | Hygrometer calibrator
41114422 | Rain gauge calibrator
41114422 | Rain gauge calibrator
41114423 | Automatic weather system calibrator
41114423 | Automatic weather system calibrator
41114424 | Anenometer calibrator
41114424 | Anenometer calibrator
41114425 | Actinometer calibrator
41114425 | Actinometer calibrator
41114426 | Baroswitch
41114426 | Baroswitch
41114427 | Wind vane
41114427 | Wind vane
41114500 | Mechanical instruments
41114501 | Dynamometers
41114501 | Dynamometers
41114502 | Elastometers
41114502 | Elastometers
41114503 | Extensometers
41114503 | Extensometers
41114504 | Pitch measuring instruments
41114504 | Pitch measuring instruments
41114505 | Roundness testing instruments
41114505 | Roundness testing instruments
41114506 | Spherometers
41114506 | Spherometers
41114507 | Spring testing machines
41114507 | Spring testing machines
41114508 | Surface testers
41114508 | Surface testers
41114509 | Tensiometers
41114509 | Tensiometers
41114510 | Torque limiter
41114510 | Torque limiter
41114511 | Softness tester
41114511 | Softness tester
41114512 | High speed rotational balance tester
41114512 | High speed rotational balance tester
41114513 | Eccentricity measuring instrument
41114513 | Eccentricity measuring instrument
41114514 | Twist vibration measuring instrument
41114514 | Twist vibration measuring instrument
41114515 | Centrifugal force tester
41114515 | Centrifugal force tester
41114516 | Cutting force measuring instrument
41114516 | Cutting force measuring instrument
41114517 | Hydraulic bulge tester
41114517 | Hydraulic bulge tester
41114518 | Zipper endurance tester
41114518 | Zipper endurance tester
41114519 | Tug and trolley system
41114519 | Tug and trolley system
41114520 | Drop tester
41114520 | Drop tester
41114521 | Air compressor tester
41114521 | Air compressor tester
41114522 | Gear tester
41114522 | Gear tester
41114523 | Test bar
41114523 | Test bar
41114524 | Hydraulic tester
41114524 | Hydraulic tester
41114525 | Oil filter tester
41114525 | Oil filter tester
41114526 | Air cleaner tester
41114526 | Air cleaner tester
41114527 | Belt tester
41114527 | Belt tester
41114528 | Planer motion mechanism measuring instrument
41114528 | Planer motion mechanism measuring instrument
41114529 | Tire running tester
41114529 | Tire running tester
41114530 | Bonding stress tester
41114530 | Bonding stress tester
41114600 | Metals and metallurgy and structural materials testing instruments
41114601 | Abrasion testers
41114601 | Abrasion testers
41114602 | Compression testers
41114602 | Compression testers
41114603 | Concrete or cement testing instruments
41114603 | Concrete or cement testing instruments
41114604 | Corrosion testers
41114604 | Corrosion testers
41114605 | Crack or corrosion detectors
41114605 | Crack or corrosion detectors
41114606 | Creep testers
41114606 | Creep testers
41114607 | Ductility testing machines
41114607 | Ductility testing machines
41114608 | Fatigue testers
41114608 | Fatigue testers
41114609 | Forging testing apparatus
41114609 | Forging testing apparatus
41114610 | Foundry testing apparatus
41114610 | Foundry testing apparatus
41114611 | Hardness testers
41114611 | Hardness testers
41114612 | Impact testers
41114612 | Impact testers
41114613 | Load frame
41114613 | Load frame
41114614 | Metal testing instruments
41114614 | Metal testing instruments
41114615 | Photoelastic testing instruments
41114615 | Photoelastic testing instruments
41114616 | Proofstress indicators
41114616 | Proofstress indicators
41114617 | Relaxation testers
41114617 | Relaxation testers
41114618 | Roughness measuring instruments
41114618 | Roughness measuring instruments
41114619 | Shear strength testers
41114619 | Shear strength testers
41114620 | Shock testing apparatus
41114620 | Shock testing apparatus
41114621 | Tension testers
41114621 | Tension testers
41114622 | Torsion testers
41114622 | Torsion testers
41114623 | Flexure or transverse testing machines
41114623 | Flexure or transverse testing machines
41114624 | Vibration testers
41114624 | Vibration testers
41114625 | Wear testers
41114625 | Wear testers
41114626 | Welding testing apparatus
41114626 | Welding testing apparatus
41114627 | Proving ring
41114627 | Proving ring
41114628 | Plasticity tester
41114628 | Plasticity tester
41114629 | Heat distortion tester
41114629 | Heat distortion tester
41114630 | Thermal shock tester
41114630 | Thermal shock tester
41114631 | Stress tester
41114631 | Stress tester
41114632 | Tensile strength tester
41114632 | Tensile strength tester
41114633 | Thermal expansion tester
41114633 | Thermal expansion tester
41114634 | Erichsen tester
41114634 | Erichsen tester
41114635 | Jewel appraising tester
41114635 | Jewel appraising tester
41114636 | Polymer molding condition measuring instrument
41114636 | Polymer molding condition measuring instrument
41114637 | Beam test apparatus
41114637 | Beam test apparatus
41114638 | Load tester
41114638 | Load tester
41114639 | Cement flow tester
41114639 | Cement flow tester
41114640 | Road plane measuring equipment
41114640 | Road plane measuring equipment
41114641 | Laboratory cement curing equipment
41114641 | Laboratory cement curing equipment
41114642 | Pinhole detector
41114642 | Pinhole detector
41114643 | Cement soundness tester
41114643 | Cement soundness tester
41114644 | Concrete air measuring instrument
41114644 | Concrete air measuring instrument
41114645 | Mortar length tester
41114645 | Mortar length tester
41114646 | Vicat needle tester
41114646 | Vicat needle tester
41114647 | Slump tester
41114647 | Slump tester
41114648 | Concrete or cement vibration tester
41114648 | Concrete or cement vibration tester
41114649 | Mortar permeability tester
41114649 | Mortar permeability tester
41114650 | Concrete cylinder mold
41114650 | Concrete cylinder mold
41114700 | Paper and wood and textile testing instruments
41114701 | Cardboard testing instruments
41114701 | Cardboard testing instruments
41114702 | Textiles fastness testers
41114702 | Textiles fastness testers
41114703 | Leather testing instruments
41114703 | Leather testing instruments
41114704 | Paper testing instruments
41114704 | Paper testing instruments
41114705 | Textile testing instruments
41114705 | Textile testing instruments
41114706 | Wood testing instruments
41114706 | Wood testing instruments
41114707 | Textile or paper strength tester
41114707 | Textile or paper strength tester
41114708 | Water vapor permeability tester
41114708 | Water vapor permeability tester
41114709 | Yarn testing instrument
41114709 | Yarn testing instrument
41114710 | Thermal transmittance tester
41114710 | Thermal transmittance tester
41114711 | Textile drape tester
41114711 | Textile drape tester
41114712 | Textile water repellency tester
41114712 | Textile water repellency tester
41114713 | Textile crease recovery tester
41114713 | Textile crease recovery tester
41114714 | Textile maturity tester
41114714 | Textile maturity tester
41114715 | Textile or paper air permeability tester
41114715 | Textile or paper air permeability tester
41114716 | Textile shrinkage tester
41114716 | Textile shrinkage tester
41114717 | Textile baking tester
41114717 | Textile baking tester
41114718 | Textile pilling degree tester
41114718 | Textile pilling degree tester
41114719 | Paper sheet testing machine
41114719 | Paper sheet testing machine
41114720 | Paper and cloth water absoption tester
41114720 | Paper and cloth water absoption tester
41114721 | Fiber length tester
41114721 | Fiber length tester
41114722 | Tearing strength tester
41114722 | Tearing strength tester
41114723 | Bursting strength tester
41114723 | Bursting strength tester
41114800 | Ceramics and glass testing instruments
41114801 | Ceramics testing instruments
41114801 | Ceramics testing instruments
41114802 | Glass testing instruments
41114802 | Glass testing instruments
41114803 | Pottery testing instruments
41114803 | Pottery testing instruments
41115100 | Coal and ore testing instruments
41115101 | Coal testing instruments
41115101 | Coal testing instruments
41115102 | Goniometer
41115102 | Goniometer
41115200 | Radar and sonar systems and components
41115201 | Radarbased surveillance systems
41115201 | Radarbased surveillance systems
41115202 | Feed horns
41115202 | Feed horns
41115203 | Meteorology radar
41115203 | Meteorology radar
41115300 | Light and wave generating and measuring equipment
41115301 | Light absorption meters
41115301 | Light absorption meters
41115302 | Anechoic chambers
41115302 | Anechoic chambers
41115303 | Frequency analyzers
41115303 | Frequency analyzers
41115304 | Frequency counters or timer or dividers
41115304 | Frequency counters or timer or dividers
41115305 | Electrical frequency meters
41115305 | Electrical frequency meters
41115306 | Interferometers
41115306 | Interferometers
41115307 | Lasers
41115307 | Lasers
41115308 | Lightmeters
41115308 | Lightmeters
41115309 | Luxmeters
41115309 | Luxmeters
41115310 | Optical calibration sets
41115310 | Optical calibration sets
41115311 | Photometers
41115311 | Photometers
41115312 | Bench refractometers or polarimeters
41115312 | Bench refractometers or polarimeters
41115313 | Handheld refractometers or polarimeters
41115313 | Handheld refractometers or polarimeters
41115314 | Polarimeters
41115314 | Polarimeters
41115315 | Polariscopes
41115315 | Polariscopes
41115316 | Reflectometers
41115316 | Reflectometers
41115317 | Stroboscopes
41115317 | Stroboscopes
41115318 | Colorimeters
41115318 | Colorimeters
41115319 | Tube or plate readers
41115319 | Tube or plate readers
41115320 | Signal generators
41115320 | Signal generators
41115321 | Infrared imagers
41115321 | Infrared imagers
41115322 | Laser beam analyzers
41115322 | Laser beam analyzers
41115323 | Function generator
41115323 | Function generator
41115324 | Ultraviolet sensor
41115324 | Ultraviolet sensor
41115325 | Thermal imager
41115325 | Thermal imager
41115326 | Optic collimator
41115326 | Optic collimator
41115327 | Photoelectric measuring equipment
41115327 | Photoelectric measuring equipment
41115328 | Wave form synthesizer
41115328 | Wave form synthesizer
41115329 | Radiowave propagation measuring equipment
41115329 | Radiowave propagation measuring equipment
41115330 | Haze meter
41115330 | Haze meter
41115331 | Glossiness measuring instrument
41115331 | Glossiness measuring instrument
41115332 | Optical wavelength meter
41115332 | Optical wavelength meter
41115333 | Photon measurement instrument
41115333 | Photon measurement instrument
41115334 | Whiteness tester
41115334 | Whiteness tester
41115335 | Vectorscope
41115335 | Vectorscope
41115336 | Laboratory ultraviolet ray lamp
41115336 | Laboratory ultraviolet ray lamp
41115337 | Wave measuring instrument
41115337 | Wave measuring instrument
41115338 | Illuminance meter
41115338 | Illuminance meter
41115339 | Ellipsometer
41115339 | Ellipsometer
41115340 | Photometer accessories
41115340 | Photometer accessories
41115400 | Spectroscopic equipment
41115401 | Spectrofluorimeters or fluorimeters
41115401 | Spectrofluorimeters or fluorimeters
41115402 | Spectrographs
41115402 | Spectrographs
41115403 | Spectrometers
41115403 | Spectrometers
41115404 | Mass spectrometers
41115404 | Mass spectrometers
41115405 | Proton spectrometers
41115405 | Proton spectrometers
41115406 | Spectrophotometers
41115406 | Spectrophotometers
41115407 | Atomic absorption AA spectrometers
41115407 | Atomic absorption AA spectrometers
41115408 | Infrared spectrometers
41115408 | Infrared spectrometers
41115409 | Nuclear magnetic resonance NMR spectrometers
41115409 | Nuclear magnetic resonance NMR spectrometers
41115411 | Inductively coupled plasma ICP spectrometers
41115411 | Inductively coupled plasma ICP spectrometers
41115412 | Spectrobolometer
41115412 | Spectrobolometer
41115413 | Flow cytometer
41115413 | Flow cytometer
41115414 | Radio ray spectroscopy system
41115414 | Radio ray spectroscopy system
41115415 | Electron spectroscopy system for chemical analysis
41115415 | Electron spectroscopy system for chemical analysis
41115416 | Electron spin resonance spectrometer
41115416 | Electron spin resonance spectrometer
41115417 | Atomic absorption AA spectrometer accessories
41115417 | Atomic absorption AA spectrometer accessories
41115418 | Spectrophotometer accessories
41115418 | Spectrophotometer accessories
41115500 | Sound generating and measuring equipment
41115501 | Sonars
41115501 | Sonars
41115502 | Sonometers
41115502 | Sonometers
41115503 | Sound measuring apparatus or decibel meter
41115503 | Sound measuring apparatus or decibel meter
41115504 | Sound velocity analyzers
41115504 | Sound velocity analyzers
41115505 | Acoustic testing rooms
41115505 | Acoustic testing rooms
41115506 | Noise generator
41115506 | Noise generator
41115507 | Voice analyzer
41115507 | Voice analyzer
41115508 | Sound detector
41115508 | Sound detector
41115509 | Underground pipe and cable detector
41115509 | Underground pipe and cable detector
41115510 | Waterpipe leak detector
41115510 | Waterpipe leak detector
41115511 | Hearing aid tester
41115511 | Hearing aid tester
41115512 | Pinger
41115512 | Pinger
41115513 | Acoustic generator
41115513 | Acoustic generator
41115514 | Sonobuoy
41115514 | Sonobuoy
41115515 | Hydrophone
41115515 | Hydrophone
41115600 | Electrochemical measuring instruments and accessories
41115601 | Karl Fischer titration equipment
41115601 | Karl Fischer titration equipment
41115602 | Titration equipment
41115602 | Titration equipment
41115603 | pH meters
41115603 | pH meters
41115604 | pH electrodes
41115604 | pH electrodes
41115606 | Ion selective electrode ISE meters
41115606 | Ion selective electrode ISE meters
41115607 | Ion selective test strips
41115607 | Ion selective test strips
41115608 | Ion selective electrode
41115608 | Ion selective electrode
41115609 | Conductivity meters
41115609 | Conductivity meters
41115610 | Conductivity cells
41115610 | Conductivity cells
41115611 | Dissolved oxygen meters
41115611 | Dissolved oxygen meters
41115612 | Dissolved oxygen probes
41115612 | Dissolved oxygen probes
41115613 | Salinity meter
41115613 | Salinity meter
41115614 | pH transmitters
41115614 | pH transmitters
41115615 | pH controller
41115615 | pH controller
41115700 | Chromatographic measuring instruments and accessories
41115701 | Chromatographic detectors
41115701 | Chromatographic detectors
41115702 | Chromatographic scanners
41115702 | Chromatographic scanners
41115703 | Gas chromatographs
41115703 | Gas chromatographs
41115704 | Ion chromatographs
41115704 | Ion chromatographs
41115705 | Liquid chromatographs
41115705 | Liquid chromatographs
41115706 | Thinlayer chromatographs
41115706 | Thinlayer chromatographs
41115707 | High pressure liquid chromatograph chromatography
41115707 | High pressure liquid chromatograph chromatography
41115708 | High pressure thin layer chromatograph TLC
41115708 | High pressure thin layer chromatograph TLC
41115709 | High pressure liquid chromatography HPLC columns
41115709 | High pressure liquid chromatography HPLC columns
41115710 | Gas chromatography GC columns
41115710 | Gas chromatography GC columns
41115711 | Liquid chromatography LC columns
41115711 | Liquid chromatography LC columns
41115712 | Solid phase extraction SPE columns
41115712 | Solid phase extraction SPE columns
41115713 | Thin layer chromatography tanks
41115713 | Thin layer chromatography tanks
41115714 | Autosamplers
41115714 | Autosamplers
41115715 | Injectors
41115715 | Injectors
41115716 | Liquid chromatography fittings
41115716 | Liquid chromatography fittings
41115717 | Gas chromatography fittings
41115717 | Gas chromatography fittings
41115718 | Injector septa
41115718 | Injector septa
41115719 | Gas chromatography liners
41115719 | Gas chromatography liners
41115720 | Chromatography tubing
41115720 | Chromatography tubing
41115721 | Fast protein liquid chromatography FPLC system
41115721 | Fast protein liquid chromatography FPLC system
41115722 | Fast protein liquid chromatography FPLC column
41115722 | Fast protein liquid chromatography FPLC column
41115723 | Supercritical fluid chromatograph
41115723 | Supercritical fluid chromatograph
41115724 | Chromatography vial or insert or cap | New
41115725 | Thin layer chromatography plate | New
41115726 | Thin layer chromatography fitting | New
41115727 | Chromatography blotting paper | New
41115728 | Ion chromatography IC column | New
41115729 | Ion chromatography IC guard column | New
41115730 | High pressure liquid chromatography HPLC guard column | New
41115731 | QuEChERS Dispersive SPE | New
41115732 | Liquid chromatograph LC fraction collector | New
41115733 | Ion chromatography IC eluent generator | New
41115800 | Clinical and diagnostic analyzers and accessories and supplies
41115801 | Amino acid analyzers
41115801 | Amino acid analyzers
41115802 | Amino acid analyzer accessories or supplies
41115802 | Amino acid analyzer accessories or supplies
41115803 | Blood bank analyzers
41115803 | Blood bank analyzers
41115804 | Blood bank analyzer accessories or supplies
41115804 | Blood bank analyzer accessories or supplies
41115805 | Blood gas analyzers
41115805 | Blood gas analyzers
41115806 | Blood gas analyzer accessories or supplies
41115806 | Blood gas analyzer accessories or supplies
41115807 | Chemistry analyzers
41115807 | Chemistry analyzers
41115808 | Chemistry analyzer accessories or supplies
41115808 | Chemistry analyzer accessories or supplies
41115809 | Coagulation analyzers
41115809 | Coagulation analyzers
41115810 | Coagulation analyzer accessories or supplies
41115810 | Coagulation analyzer accessories or supplies
41115811 | Deoxyribonucleic sequence analyzers
41115811 | Deoxyribonucleic sequence analyzers
41115812 | Deoxyribonucleic sequence analyzer accessories or supplies
41115812 | Deoxyribonucleic sequence analyzer accessories or supplies
41115813 | Toxicology analyzers
41115813 | Toxicology analyzers
41115814 | Toxicology analyzers accessories or supplies
41115814 | Toxicology analyzers accessories or supplies
41115815 | Hematology analyzers
41115815 | Hematology analyzers
41115816 | Hematology analyzer accessories or supplies
41115816 | Hematology analyzer accessories or supplies
41115817 | Histology analyzers
41115817 | Histology analyzers
41115818 | Histology analyzer accessories or supplies
41115818 | Histology analyzer accessories or supplies
41115819 | Immunology analyzers
41115819 | Immunology analyzers
41115820 | Immunology analyzer accessories or supplies
41115820 | Immunology analyzer accessories or supplies
41115821 | Microbiology analyzers
41115821 | Microbiology analyzers
41115822 | Microbiology analyzer accessories or supplies
41115822 | Microbiology analyzer accessories or supplies
41115823 | Protein analyzers
41115823 | Protein analyzers
41115824 | Protein analyzer accessories or supplies
41115824 | Protein analyzer accessories or supplies
41115825 | Radioisotopic analyzers
41115825 | Radioisotopic analyzers
41115826 | Radioisotopic analyzer accessories or supplies
41115826 | Radioisotopic analyzer accessories or supplies
41115827 | Urinalysis analyzers
41115827 | Urinalysis analyzers
41115828 | Urinalysis analyzer accessories or supplies
41115828 | Urinalysis analyzer accessories or supplies
41115829 | Meat or dairy product analyzers
41115829 | Meat or dairy product analyzers
41115830 | Glucose analyzers
41115830 | Glucose analyzers
41115831 | Stacker or magazine for microplate handling
41115831 | Stacker or magazine for microplate handling
41115832 | Antibiotic detection equipment
41115832 | Antibiotic detection equipment
41115833 | Skin analyzer
41115833 | Skin analyzer
41115834 | Flow cytometer accessories or supplies
41115834 | Flow cytometer accessories or supplies
41115835 | Androgeny and fertility automated counter
41115835 | Androgeny and fertility automated counter
41115836 | Androgeny and fertility automated counter accessories and supplies
41115836 | Androgeny and fertility automated counter accessories and supplies
41115837 | Particle counter and sizer
41115837 | Particle counter and sizer
41115838 | Particle counter and sizer accessories and supplies
41115838 | Particle counter and sizer accessories and supplies
41115839 | Blood bank apheresis and donor unit processing analyzer
41115839 | Blood bank apheresis and donor unit processing analyzer
41115840 | Blood bank apheresis and donor unit processing analyzer accessories and supplies
41115840 | Blood bank apheresis and donor unit processing analyzer accessories and supplies
41115841 | Automated blood culture system | New
41115842 | Automated blood culture system analyzer accessories or supplies | New
41115843 | Molecular diagnostics analyzer | New
41115844 | Molecular diagnostics analyzer accessories | New
41115845 | Cell metabolism analyzer | New
41115846 | Cell metabolism analyzer accessories | New
41115847 | Sweat chloride iontophoresis analyzer | New
41115848 | Sweat chloride iontophoresis analyzer accessories | New
41115849 | Electrolyte analyzer | New
41115850 | Pipettor delivery calibration and verification analyzer | New
41115851 | Pipettor delivery calibration and verification analyzer accessories | New
41115852 | Flow cytometry analyzer | New
41115853 | Automated high performance chromatography HPLC analyzer system | New
41115854 | Automated high performance chromatography HPLC analyzer system accessories | New
41115855 | Transplant diagnostics analyzer | New
41115856 | Transplant diagnostics analyzer accessories | New
41115857 | Flame photometer analyzer | New
41115858 | Flame photometer analyzer accessories | New
41115859 | Gas-liquid chromatography and mass spectrometry analyzer | New
41115860 | Genomic analysis analyzer | New
41115861 | Genomic analysis analyzer accessories | New
41115862 | Nucleic acid extraction, isolation and purification analyzer | New
41115863 | Nucleic acid extraction isolation and purification analyzer accessories | New
41115864 | Multiplex analyzer | New
41115865 | Multiplex analyzer accessories | New
41115866 | Biomagnetic separation analyzer | New
41115867 | Biomagnetic separation analyzer accessories | New
41115868 | Automated quality control manager system | New
41116000 | Clinical and diagnostic analyzer reagents
41116001 | Amino acid analyzer reagents
41116001 | Amino acid analyzer reagents
41116002 | Blood bank analyzer reagents
41116002 | Blood bank analyzer reagents
41116003 | Blood gas analyzer reagents
41116003 | Blood gas analyzer reagents
41116004 | Chemistry analyzer reagents
41116004 | Chemistry analyzer reagents
41116005 | Coagulation analyzer reagents
41116005 | Coagulation analyzer reagents
41116006 | Deoxyribonucleic acid DNA sequence analyzer reagents
41116006 | Deoxyribonucleic acid DNA sequence analyzer reagents
41116007 | Toxicology analyzer reagents
41116007 | Toxicology analyzer reagents
41116008 | Hematology analyzer reagents
41116008 | Hematology analyzer reagents
41116009 | Histology analyzer reagents
41116009 | Histology analyzer reagents
41116010 | Immunology analyzer reagents
41116010 | Immunology analyzer reagents
41116011 | Microbiology analyzer reagents
41116011 | Microbiology analyzer reagents
41116012 | Protein analyzer reagents
41116012 | Protein analyzer reagents
41116013 | Radioisotopic analyzer reagents
41116013 | Radioisotopic analyzer reagents
41116014 | Urinalysis analyzer reagents
41116014 | Urinalysis analyzer reagents
41116015 | Flow cytometry analyzers reagents or antibodies
41116015 | Flow cytometry analyzers reagents or antibodies
41116016 | Electrolyte analyzer reagent
41116016 | Electrolyte analyzer reagent
41116017 | Androgeny and fertility automated counter reagent
41116017 | Androgeny and fertility automated counter reagent
41116018 | Particle sizer and counter analyzer reagent
41116018 | Particle sizer and counter analyzer reagent
41116019 | Hormone analyzer reagent
41116019 | Hormone analyzer reagent
41116020 | Virology analyzer reagent | New
41116021 | Automated blood culture system analyzer reagent | New
41116022 | Pipettor delivery calibration and verification analyzer reagent | New
41116023 | Automated high performance chromatography HPLC analyzer system reagent or kit | New
41116024 | Transplant analyzer reagent or kit | New
41116025 | Flame photometer analyzer reagent or kit | New
41116026 | Gas-liquid chromatography and mass spectrometry analyzer reagent | New
41116027 | Nucleic acid extraction isolation and purification analyzer reagent and kit | New
41116100 | Manual test kits and quality controls and calibrators and standards
41116101 | Blood bank test kits or supplies
41116101 | Blood bank test kits or supplies
41116102 | Blood bank reagents or solutions
41116102 | Blood bank reagents or solutions
41116103 | Blood bank quality controls or calibrators or standards
41116103 | Blood bank quality controls or calibrators or standards
41116104 | Chemistry test kits or supplies
41116104 | Chemistry test kits or supplies
41116105 | Chemistry reagents or solutions
41116105 | Chemistry reagents or solutions
41116106 | Chemistry test strips or test paper
41116106 | Chemistry test strips or test paper
41116107 | Chemistry quality controls or calibrators or standards
41116107 | Chemistry quality controls or calibrators or standards
41116108 | Coagulation test kits or supplies
41116108 | Coagulation test kits or supplies
41116109 | Coagulation reagents or solutions
41116109 | Coagulation reagents or solutions
41116110 | Coagulation quality controls or calibrators or standards
41116110 | Coagulation quality controls or calibrators or standards
41116111 | Cytology test kits or supplies
41116111 | Cytology test kits or supplies
41116112 | Cytology quality controls or calibrators or standards
41116112 | Cytology quality controls or calibrators or standards
41116113 | Cytology reagents or solutions or stains
41116113 | Cytology reagents or solutions or stains
41116116 | Environmental test kits or supplies
41116116 | Environmental test kits or supplies
41116117 | Environmental reagents or solutions or stains
41116117 | Environmental reagents or solutions or stains
41116118 | Food test kits or supplies
41116118 | Food test kits or supplies
41116119 | Food test kits reagents or solutions or stains
41116119 | Food test kits reagents or solutions or stains
41116120 | Hematology test kits or supplies
41116120 | Hematology test kits or supplies
41116121 | Hematology reagents or solutions or stains
41116121 | Hematology reagents or solutions or stains
41116122 | Hematology quality controls or calibrators or standards
41116122 | Hematology quality controls or calibrators or standards
41116123 | Histology test kits or supplies
41116123 | Histology test kits or supplies
41116124 | Histology reagents or solutions or stains
41116124 | Histology reagents or solutions or stains
41116125 | Histology quality controls or calibrators or standards
41116125 | Histology quality controls or calibrators or standards
41116126 | Immunology or serology test kits or supplies
41116126 | Immunology or serology test kits or supplies
41116127 | Immunology or serology reagents or solutions or stains
41116127 | Immunology or serology reagents or solutions or stains
41116128 | Immunology or serology quality controls or calibrators or standards
41116128 | Immunology or serology quality controls or calibrators or standards
41116129 | Microbiology or bacteriology test kits or supplies
41116129 | Microbiology or bacteriology test kits or supplies
41116130 | Microbiology or bacteriology reagents or solutions or stains
41116130 | Microbiology or bacteriology reagents or solutions or stains
41116131 | Microbiology or bacteriology identification or sensitivity disks or panels
41116131 | Microbiology or bacteriology identification or sensitivity disks or panels
41116132 | Microbiology or bacteriology quality controls or calibrators or standards
41116132 | Microbiology or bacteriology quality controls or calibrators or standards
41116133 | Molecular biology test kits or supplies
41116133 | Molecular biology test kits or supplies
41116134 | Molecular biology reagents or solutions or stains
41116134 | Molecular biology reagents or solutions or stains
41116135 | Molecular biology quality controls or calibrators or standards
41116135 | Molecular biology quality controls or calibrators or standards
41116136 | Urinalysis test kits or supplies
41116136 | Urinalysis test kits or supplies
41116137 | Urinalysis reagents or solutions or stains
41116137 | Urinalysis reagents or solutions or stains
41116138 | Urinalysis test strips
41116138 | Urinalysis test strips
41116139 | Urinalysis quality controls or calibrators or standards
41116139 | Urinalysis quality controls or calibrators or standards
41116140 | Parasitology or mycology test kits or supplies
41116140 | Parasitology or mycology test kits or supplies
41116141 | Parasitology or mycology reagents or solutions or stains
41116141 | Parasitology or mycology reagents or solutions or stains
41116142 | Parasitology or mycology media
41116142 | Parasitology or mycology media
41116143 | Parasitology or mycology quality controls or calibrators or standards
41116143 | Parasitology or mycology quality controls or calibrators or standards
41116144 | Virology test kits or supplies
41116144 | Virology test kits or supplies
41116145 | Virology quality controls or calibrators or standards
41116145 | Virology quality controls or calibrators or standards
41116146 | Toxicology test kits or supplies
41116146 | Toxicology test kits or supplies
41116147 | Toxicology quality controls or calibrators or standards
41116147 | Toxicology quality controls or calibrators or standards
41116148 | Flow cytometry test kits or supplies
41116148 | Flow cytometry test kits or supplies
41116149 | Limulus amebocyte lysate LAL tester
41116149 | Limulus amebocyte lysate LAL tester
41116150 | Androgeny and fertility test kits and supplies
41116150 | Androgeny and fertility test kits and supplies
41116151 | Androgeny and fertility quality controls and calibrators and standards
41116151 | Androgeny and fertility quality controls and calibrators and standards
41116152 | Flow cytometry quality controls and calibrators and standards
41116152 | Flow cytometry quality controls and calibrators and standards
41116153 | Immunohistochemistry quality controls and calibrators and standards
41116153 | Immunohistochemistry quality controls and calibrators and standards
41116154 | Particle counter and sizer quality controls and calibrators and standards
41116154 | Particle counter and sizer quality controls and calibrators and standards
41116155 | Molecular biology and cell culture growth media
41116155 | Molecular biology and cell culture growth media
41116156 | Virology reagents or solutions or stains
41116156 | Virology reagents or solutions or stains
41116157 | Virology cell and tissue culture media
41116157 | Virology cell and tissue culture media
41116158 | Enzyme linked immunosorbent assay ELISA kit | New
41116159 | Transplant diagnostics test kit | New
41116160 | Transplant diagnostics reagent or solution | New
41116161 | Primary and secondary antibodies for multiple methodology immunostaining detection application | New
41116162 | Androgeny and fertility reagent or solution or stain | New
41116163 | Pipettor delivery manual calibration and verification test kit | New
41116164 | Test kit or probe for laboratory proficiency assessment or laboratory performance improvement tracking | New
41116165 | Manual blood culture system | New
41116166 | Ph meter and conductivity meter calibrant and standard | New
41116167 | Radio labeled chemical for radiometric detection | New
41116168 | Fecal test kit or supplies | New
41116200 | Patient point of care testing supplies and equipment
41116201 | Glucose monitors or meters
41116201 | Glucose monitors or meters
41116202 | Cholesterol monitors or meters
41116202 | Cholesterol monitors or meters
41116203 | Monitor or meter accessories
41116203 | Monitor or meter accessories
41116205 | Rapid test kits
41116205 | Rapid test kits
41116206 | Diagnostic beverages for laboratory testing
41116206 | Diagnostic beverages for laboratory testing
41116207 | Hemoglobin or hematocrit monitor or meter
41116207 | Hemoglobin or hematocrit monitor or meter
41116208 | Blood chemistry multiple parameter monitor or meter
41116208 | Blood chemistry multiple parameter monitor or meter
41116209 | Blood coagulation multiple parameter monitor or meter
41116209 | Blood coagulation multiple parameter monitor or meter
41116210 | Metabolic disorder breathalyzer monitor or meter
41116210 | Metabolic disorder breathalyzer monitor or meter
41116211 | Ethanol breathalyzer
41116211 | Ethanol breathalyzer
41116212 | Monitor or meter quality controls calibrators or standards
41116212 | Monitor or meter quality controls calibrators or standards
41116213 | Glycosolated hemoglobin HBA1C test meter | New
41116214 | Glycosolated hemoglobin HBA1C test meter accessories | New
41116215 | Glucose test monitor or meter accessories | New
41116216 | Blood lead test monitor or meter | New
41116217 | Blood lead test monitor or meter accessories | New
41116218 | Cardiac marker panel test monitor or meter | New
41116219 | Cardiac marker panel test monitor or meter accessories | New
41116220 | Lipid profile or at risk liver enzyme test monitor or meter | New
41116221 | Lipid profile or at risk liver enzyme test monitor or meter accessories | New
41116222 | Blood bilirubin test monitor or meter | New
41116223 | Blood bilirubin test monitor or meter accessories | New
41116224 | Glucose and beta hemoglobin test monitor or meter accessories | New
41116300 | Laboratory flash point testers
41116301 | Flash point testers
41116301 | Flash point testers
41116302 | Incombustibility tester
41116302 | Incombustibility tester
41116303 | Flammability tester
41116303 | Flammability tester
41116304 | Fire point tester
41116304 | Fire point tester
41116400 | Acceleration and vibration measuring instruments
41116401 | Impact hammers
41116401 | Impact hammers
41116500 | Instrument parts and accessories
41116501 | Meter dials or dial kits
41116501 | Meter dials or dial kits
41116502 | Electrical clip
41116502 | Electrical clip
41120000 | Laboratory supplies and fixtures
41121500 | Pipettes and liquid handling equipment and supplies
41121501 | Robotic or automated liquid handling systems
41121501 | Robotic or automated liquid handling systems
41121502 | Laboratory diluters
41121502 | Laboratory diluters
41121503 | Manual multichannel air displacement pipetters
41121503 | Manual multichannel air displacement pipetters
41121504 | Manual single channel air displacement pipetters
41121504 | Manual single channel air displacement pipetters
41121505 | Manual single channel positive displacement pipetters
41121505 | Manual single channel positive displacement pipetters
41121506 | Manual single channel repeating pipetters
41121506 | Manual single channel repeating pipetters
41121507 | Electronic single channel pipetters
41121507 | Electronic single channel pipetters
41121508 | Electronic multichannel pipetters
41121508 | Electronic multichannel pipetters
41121509 | Pasteur or transfer pipettes
41121509 | Pasteur or transfer pipettes
41121510 | Volumetric pipettes
41121510 | Volumetric pipettes
41121511 | Serological pipettes
41121511 | Serological pipettes
41121513 | Dropping pipettes
41121513 | Dropping pipettes
41121514 | Pipette pumps
41121514 | Pipette pumps
41121515 | Pipette bulbs
41121515 | Pipette bulbs
41121516 | Bottle top dispensers
41121516 | Bottle top dispensers
41121517 | Pipetter inserts or accessories
41121517 | Pipetter inserts or accessories
41121518 | Aspirating pipette | New
41121519 | Positive displacment repeating pipettor | New
41121520 | Automated vial or tube decapper recapper | New
41121521 | Automated liquid handling system accessories | New
41121522 | Pipettor reagent reservoir | New
41121600 | Pipette tips
41121601 | Filter tip pipette tips
41121601 | Filter tip pipette tips
41121602 | Aerosol barrier pipette tips
41121602 | Aerosol barrier pipette tips
41121603 | Low retention pipette tips
41121603 | Low retention pipette tips
41121604 | Reference pipette tips
41121604 | Reference pipette tips
41121605 | Ultramicro pipette tips
41121605 | Ultramicro pipette tips
41121606 | Gel loading pipette tips
41121606 | Gel loading pipette tips
41121607 | Universal pipette tips
41121607 | Universal pipette tips
41121608 | Robotic pipette tips
41121608 | Robotic pipette tips
41121609 | Variable volume pipette tips
41121609 | Variable volume pipette tips
41121610 | Repeating pipettor reservoir pipette tip | New
41121700 | Test Tubes
41121701 | Multipurpose or general test tubes
41121701 | Multipurpose or general test tubes
41121702 | Microcentrifuge tubes
41121702 | Microcentrifuge tubes
41121703 | Centrifuge tubes
41121703 | Centrifuge tubes
41121704 | Cryogenic tubes
41121704 | Cryogenic tubes
41121705 | Nuclear magnetic resonance NMR tubes
41121705 | Nuclear magnetic resonance NMR tubes
41121706 | Culture tubes
41121706 | Culture tubes
41121707 | Separator test tubes
41121707 | Separator test tubes
41121708 | Anti coagulant test tubes
41121708 | Anti coagulant test tubes
41121709 | Capillary or hematocrit tubes
41121709 | Capillary or hematocrit tubes
41121710 | Test tube closures or caps
41121710 | Test tube closures or caps
41121711 | Urinalysis testing tubes or accessories
41121711 | Urinalysis testing tubes or accessories
41121712 | Viscometer tube
41121712 | Viscometer tube
41121713 | Sand size analyzer
41121713 | Sand size analyzer
41121714 | Cluster tube or tube strip or cap | New
41121715 | Specimen transport tube or aliquot tube | New
41121800 | General laboratory glassware and plasticware and supplies
41121801 | Laboratory watch glasses
41121801 | Laboratory watch glasses
41121802 | Laboratory stirring rods
41121802 | Laboratory stirring rods
41121803 | Laboratory beakers
41121803 | Laboratory beakers
41121804 | Laboratory flasks
41121804 | Laboratory flasks
41121805 | Laboratory graduated cylinders
41121805 | Laboratory graduated cylinders
41121806 | Laboratory vials
41121806 | Laboratory vials
41121807 | Laboratory ampoules
41121807 | Laboratory ampoules
41121808 | Laboratory burets
41121808 | Laboratory burets
41121809 | Laboratory funnels
41121809 | Laboratory funnels
41121810 | Laboratory staining dishes or jars
41121810 | Laboratory staining dishes or jars
41121811 | Laboratory microchemistry kits
41121811 | Laboratory microchemistry kits
41121812 | Laboratory dishes
41121812 | Laboratory dishes
41121813 | Cuvettes
41121813 | Cuvettes
41121814 | Laboratory lids or covers or coverslips
41121814 | Laboratory lids or covers or coverslips
41121815 | Laboratory adapters or connectors or fittings
41121815 | Laboratory adapters or connectors or fittings
41121816 | Laboratory glass tube
41121816 | Laboratory glass tube
41121817 | Glass bell jar
41121817 | Glass bell jar
41121818 | Laboratory storage bottle
41121818 | Laboratory storage bottle
41121819 | Laboratory dropper bottle and dropper cap
41121819 | Laboratory dropper bottle and dropper cap
41121820 | Laboratory carboy or spout | New
41121821 | Vial closure cap or seal or stopper | New
41122000 | Laboratory or sampling syringes
41122001 | Chromatography syringes
41122001 | Chromatography syringes
41122002 | Chromatography syringe needles
41122002 | Chromatography syringe needles
41122003 | Syringe adapters or accessories
41122003 | Syringe adapters or accessories
41122004 | Sampling syringes
41122004 | Sampling syringes
41122100 | Tissue culture and high throughput screening supplies
41122101 | Petri plates or dishes
41122101 | Petri plates or dishes
41122102 | Multiwell plates
41122102 | Multiwell plates
41122103 | Cell scrapers
41122103 | Cell scrapers
41122104 | Tissue culture flasks
41122104 | Tissue culture flasks
41122105 | Roller bottles
41122105 | Roller bottles
41122106 | Inoculating devices
41122106 | Inoculating devices
41122107 | Tissue culture coated plates or dishes or inserts
41122107 | Tissue culture coated plates or dishes or inserts
41122108 | Microbiology inoculation loops or needles
41122108 | Microbiology inoculation loops or needles
41122109 | Petri pads
41122109 | Petri pads
41122110 | Petri pad dispenser
41122110 | Petri pad dispenser
41122111 | Tissue culture chambered slide | New
41122112 | Cell culture glass capillary tube | New
41122113 | Capillary pipette or tube puller | New
41122114 | In situ culture harvester | New
41122200 | Crucibles
41122201 | Glass crucibles
41122201 | Glass crucibles
41122202 | Ceramic crucibles
41122202 | Ceramic crucibles
41122203 | Metal crucibles
41122203 | Metal crucibles
41122300 | Laboratory bench protectors and liners
41122301 | Bench protectors or liners
41122301 | Bench protectors or liners
41122400 | Laboratory implements
41122401 | Magnetic spin bars or stir bars or stirring beads
41122401 | Magnetic spin bars or stir bars or stirring beads
41122402 | Magnetic spin bar retrievers or stir bar retrievers
41122402 | Magnetic spin bar retrievers or stir bar retrievers
41122403 | Laboratory spatulas
41122403 | Laboratory spatulas
41122404 | Laboratory tongs
41122404 | Laboratory tongs
41122405 | Laboratory forceps
41122405 | Laboratory forceps
41122406 | Laboratory knives
41122406 | Laboratory knives
41122407 | Laboratory scalpels
41122407 | Laboratory scalpels
41122408 | Laboratory scissors
41122408 | Laboratory scissors
41122409 | Laboratory tools
41122409 | Laboratory tools
41122410 | Laboratory sealing film
41122410 | Laboratory sealing film
41122411 | Laboratory timers or watches
41122411 | Laboratory timers or watches
41122412 | Laboratory tube sealants
41122412 | Laboratory tube sealants
41122413 | Laboratory clamps
41122413 | Laboratory clamps
41122414 | Laboratory spoon
41122414 | Laboratory spoon
41122415 | Centrifugal bioseparation crystals
41122415 | Centrifugal bioseparation crystals
41122416 | Scalpel blade and knife blade remover | New
41122417 | Blood drop dispenser device | New
41122418 | Donor blood unit segment sampler | New
41122419 | Laboratory scoop | New
41122420 | Laboratory bottle carrier | New
41122421 | Flask ring stabilizer or weight | New
41122500 | Laboratory corks and stoppers and accessories
41122501 | Laboratory corks
41122501 | Laboratory corks
41122502 | Laboratory stoppers
41122502 | Laboratory stoppers
41122503 | Laboratory cork borers
41122503 | Laboratory cork borers
41122600 | Laboratory microscope slides and supplies
41122601 | Microscope slides
41122601 | Microscope slides
41122602 | Microscopes slide coverslips
41122602 | Microscopes slide coverslips
41122603 | Microscope lens paper
41122603 | Microscope lens paper
41122604 | Hemocytometers
41122604 | Hemocytometers
41122605 | Microscope immersion oil
41122605 | Microscope immersion oil
41122606 | Microscope slide dispensers
41122606 | Microscope slide dispensers
41122607 | Microscope lens cleaner solution
41122607 | Microscope lens cleaner solution
41122608 | Hemocytometer cover glass | New
41122700 | Laboratory tapes and labels
41122701 | Slide or specimen labels
41122701 | Slide or specimen labels
41122702 | Labeling tapes
41122702 | Labeling tapes
41122703 | Safety tapes
41122703 | Safety tapes
41122704 | Tamper proof tapes
41122704 | Tamper proof tapes
41122800 | Laboratory stands and racks and trays
41122801 | Pipette racks or stands
41122801 | Pipette racks or stands
41122802 | Microscope slide racks
41122802 | Microscope slide racks
41122803 | Sedimentation tube racks or stands
41122803 | Sedimentation tube racks or stands
41122804 | Test tube racks
41122804 | Test tube racks
41122805 | Drying racks
41122805 | Drying racks
41122806 | Cryoracks
41122806 | Cryoracks
41122807 | Dissecting trays
41122807 | Dissecting trays
41122808 | General purpose trays
41122808 | General purpose trays
41122809 | Petri dish racks
41122809 | Petri dish racks
41122810 | Benchtop reagent storage rack
41122810 | Benchtop reagent storage rack
41122811 | Test and culture tube dispenser
41122811 | Test and culture tube dispenser
41123000 | Laboratory desiccators and desiccants
41123001 | Jar desiccators
41123001 | Jar desiccators
41123002 | Cabinet desiccators
41123002 | Cabinet desiccators
41123003 | Desiccants
41123003 | Desiccants
41123004 | Vacuum desiccators
41123004 | Vacuum desiccators
41123005 | Microbial susceptibility disc desiccant storage container
41123005 | Microbial susceptibility disc desiccant storage container
41123006 | Desiccator accessories
41123006 | Desiccator accessories
41123100 | Laboratory dialysis supplies
41123101 | Dialysis tubing
41123101 | Dialysis tubing
41123102 | Dialysis clamps
41123102 | Dialysis clamps
41123103 | Dialysis cassette
41123103 | Dialysis cassette
41123104 | Dialysis membrane
41123104 | Dialysis membrane
41123105 | Dialysis cassette holder
41123105 | Dialysis cassette holder
41123106 | Dialysis flask | New
41123200 | Preserved specimens and supplies
41123201 | Preserved prepared slides
41123201 | Preserved prepared slides
41123202 | Preserved animals and organisms
41123202 | Preserved animals and organisms
41123203 | Virology stock control culture | New
41123204 | Microbial quality control QC reference organism | New
41123300 | General laboratory storage containers and cabinets
41123302 | Microscope slide boxes or folders
41123302 | Microscope slide boxes or folders
41123303 | Microscope slide cabinets
41123303 | Microscope slide cabinets
41123304 | Cryogenic storage boxes
41123304 | Cryogenic storage boxes
41123305 | Histology or tissue cassette cabinets
41123305 | Histology or tissue cassette cabinets
41123306 | Histology tissue cassette accessories
41123306 | Histology tissue cassette accessories
41123307 | Histology tissue cassette storage tray or box | New
41123308 | Pipette storage canister or box | New
41123309 | Pasteur or transfer pipette dispenser | New
41123310 | Blood collection tube dispenser | New
41123311 | Phlebotomy area organization rack and dispenser | New
41123312 | Bioprocess container or bag for molecular biology platform | New
41123313 | Histology specimen container storage tray | New
41123314 | Microscope slide and tissue cabinet marker and accessories | New
41123400 | Dosing devices
41123401 | Dosing cups
41123401 | Dosing cups
41123402 | Dosing spoons
41123402 | Dosing spoons
41123403 | Dosing droppers
41123403 | Dosing droppers
42000000 | Medical Equipment and Accessories and Supplies
42120000 | Veterinary equipment and supplies
42121500 | Veterinary equipment
42121501 | Veterinary blood pressure testers
42121501 | Veterinary blood pressure testers
42121502 | Veterinary kymograph tester
42121502 | Veterinary kymograph tester
42121503 | Veterinary pyrogenic tester
42121503 | Veterinary pyrogenic tester
42121504 | Veterinary stereotaxic equipment
42121504 | Veterinary stereotoxic equipment
42121505 | Veterinary electrocardiograph ECG
42121505 | Veterinary electrocardiograph ECG
42121506 | Veterinary surgical instrument and supply sets
42121506 | Veterinary surgical instrument sets
42121507 | Veterinary injection or suction units or accessories
42121507 | Veterinary injection or suction units or accessories
42121508 | Veterinary bottle sets
42121508 | Veterinary bottle sets
42121509 | Veterinary clinical thermometers
42121509 | Veterinary clinical thermometers
42121510 | Cases for veterinary instruments or accessories | Obsolete
42121511 | Veterinary instrument rolls for instruments or accessories
42121511 | Instrument rolls for veterinary instruments or accessories
42121512 | Veterinary speculums
42121512 | Veterinary speculums
42121513 | Veterinary castration instruments
42121513 | Veterinary castration instruments
42121514 | Veterinary external fixation kits
42121514 | Veterinary external fixation kits
42121515 | Veterinary nail trimmers or cutters
42121515 | Veterinary nail trimmers or cutters
42121516 | Veterinary hair clipping sets | New
42121517 | Veterinary hoof treatment instrument sets | New
42121518 | Veterinary medical equipment sets | New
42121519 | Veterinary injection or suction unit accessories | New
42121520 | Veterinary instrument rolls for instruments accessories | New
42121600 | Veterinary products
42121601 | Gastrointestinal veterinary products
42121601 | Gastrointestinal veterinary products
42121602 | Blood or blood forming veterinary products
42121602 | Blood or blood forming veterinary products
42121603 | Respiratory system veterinary products
42121603 | Respiratory system veterinary products
42121604 | Musculo skeletal or nervous system veterinary products
42121604 | Musculo skeletal or nervous system veterinary products
42121605 | Cardiovascular system veterinary products
42121605 | Cardiovascular system veterinary products
42121606 | Dermatological or antiprotozoa veterinary products
42121606 | Dermatologicals or antiprotozoa veterinary products
42121607 | Genito urinary system sex or hormone veterinary products
42121607 | Genito urinary system sex or hormone veterinary products
42121608 | Dental veterinary products
42121608 | Dental veterinary products
42121700 | Veterinary clinical furniture
42121701 | Veterinary surgical tables
42121701 | Veterinary surgical tables
42121702 | Veterinary storage chests
42121702 | Veterinary storage chests
42121800 | Veterinary artificial insemination equipment and supplies
42121801 | Veterinary artificial inseminating machine
42121801 | Artificial inseminating machine
42121802 | Veterinary semen collection instruments
42121802 | Semen collection instrument
42121803 | Veterinary electric ejaculation stimulators
42121803 | Electric ejaculation stimulator
42121804 | Veterinary semen packaging instruments
42121804 | Semen packaging instrument
42130000 | Medical apparel and textiles
42131500 | Patient clothing
42131501 | Patient bibs
42131501 | Patient bibs
42131502 | Patient caps
42131502 | Patient caps
42131503 | Patient exam capes
42131503 | Patient exam capes
42131504 | Patient gowns
42131504 | Patient gowns
42131505 | Patient infant shirts or vests
42131505 | Patient infant shirts or vests
42131506 | Patient jackets
42131506 | Patient jackets
42131507 | Patient slippers or socks
42131507 | Patient slippers
42131508 | Patient pajamas
42131508 | Patient pajamas
42131509 | Hospital robes
42131509 | Hospital robes
42131510 | Patient trousers
42131510 | Patient trousers
42131511 | Hydrotherapy garments
42131511 | Hydrotherapy garment
42131512 | Patient infant caps or hats or material for infant caps
42131512 | Patient infant cap or hat or material for infant cap
42131513 | Patient shorts | New
42131514 | Patient surgical undergarments | New
42131600 | Medical staff clothing and related articles
42131601 | Medical staff aprons or bibs
42131601 | Medical staff aprons or bibs
42131602 | Medical staff beard covers
42131602 | Medical staff beard covers
42131603 | Medical staff blouses or smocks
42131603 | Medical staff blouses or smocks
42131604 | Medical staff bouffant caps
42131604 | Medical staff bouffant caps
42131605 | Medical staff coveralls | Obsolete | See 42131706
42131606 | Medical staff isolation or surgical masks | Obsolete | See 42131713
42131607 | Medical staff jackets or coats
42131607 | Medical staff jackets or coats
42131608 | Medical staff scrubs
42131608 | Medical staff scrubs
42131609 | Medical staff shoe covers
42131609 | Medical staff shoe covers
42131610 | Medical staff sleeve protection
42131610 | Medical staff sleeve protection
42131611 | Surgeon caps or hoods
42131611 | Surgeon caps or hoods
42131612 | Medical staff isolation or cover gowns
42131612 | Medical staff isolation or cover gown
42131613 | Medical staff eye shields or visors
42131613 | Medical staff eye shield or visor
42131614 | Medical staff dresses | New
42131615 | Chemotherapy personal protective equipment | New
42131700 | Surgical textiles
42131701 | Surgical drapes
42131701 | Surgical drapes
42131702 | Surgical gowns
42131702 | Surgical gown
42131704 | Surgical towels
42131704 | Surgical towels
42131705 | Surgical leggings | Obsolete | See 42131701
42131706 | Surgical jumpsuits and coveralls
42131706 | Surgical jumpsuits
42131707 | Surgical isolation suits or helmets or shields or accessories
42131707 | Surgical isolation suits or helmets or facemasks or accessories
42131708 | Surgical cleanup or room turnover packs or kits
42131708 | Surgical cleanup or room turnover pack or kit
42131709 | Surgical sleeves | New
42131710 | Surgical dresses | New
42131711 | Surgical headcovers | New
42131712 | Surgical isolation or cover gowns | New
42131713 | Surgical isolation or surgical masks | New
42131714 | Surgical scrub pants | New
42131715 | Surgical scrub tops | New
42131716 | Surgical shoe covers | New
42131717 | Surgical sleeve protection | New
42131718 | Surgical stockinettes | New
42131719 | Surgical surgeon caps or hoods | New
42131720 | Surgical tents | New
42131721 | Surgical instrument pouches | New
42131722 | Surgical isolation suits or helmets or shields accessories | New
42132100 | Hospital housekeeping textiles
42132101 | Hospital underpads
42132101 | Hospital underpads
42132102 | Medical stretcher sheets
42132102 | Medical stretcher sheets
42132103 | Patient barrier drapes
42132103 | Patient barrier drapes
42132104 | Hospital pillows
42132104 | Hospital antimicrobial pillows for general use
42132105 | Hospital bed sheets or mattress covers
42132105 | Hospital bed sheets
42132106 | Hospital bedspreads or duvet covers
42132106 | Hospital bedspreads
42132107 | Hospital blankets or duvets or quilts
42132107 | Hospital blankets
42132108 | Hospital pillow covers or pillowcases | New
42132108 | Hospital protective pillow covers
42132109 | Hospital bath mats | New
42132110 | Hospital bed skirts or dust ruffles | New
42132111 | Hospital bio-hazard bags | New
42132112 | Hospital blockade or hamper or laundry bags | New
42132113 | Hospital cleanup or room turnover kits | New
42132114 | Hospital towels | New
42132115 | Hospital wall coverings | New
42132116 | Hospital window treatments | New
42132117 | Surgical pre-operative or operating pads | New
42132200 | Medical gloves and accessories
42132201 | Bathophenanthroline, Colorimetry, Iron (Non-Heme) |  | This is an error - description should be Medical glove boxes or dispensers
42132201 | Medical glove boxes or dispensers
42132202 | Finger cots
42132202 | Finger cots
42132203 | Medical exam or non surgical procedure gloves
42132203 | Medical exam or non surgical procedure gloves
42132204 | Medical glove liners
42132204 | Medical glove liners
42132205 | Surgical gloves
42132205 | Surgical gloves
42132206 | Surgical dusting powders | New
42140000 | Patient care and treatment products and supplies
42141500 | Applicator swabs and cotton balls
42141501 | Cotton or fiber balls
42141501 | Cotton ball or fiber
42141502 | Fiber tipped sticks
42141502 | Fiber tipped sticks
42141503 | Skin preparation wipes
42141503 | Skin preparation wipes
42141504 | Medicated applicators or absorbents
42141504 | Medicated applicators or absorbents
42141505 | Applicator sticks | New
42141506 | Alcohol pumps or dispensers | New
42141600 | Basins and bedpans and urinals and admission kits
42141601 | Patient care admission kits
42141601 | Patient care admission kit
42141602 | Bedpans
42141602 | Bedpans for general use
42141603 | Emesis basins
42141603 | Emesis basins
42141605 | Medical mixing or solution basins or bowls
42141605 | Medical mixing or solution basins or bowls
42141606 | Medical multipurpose basins
42141606 | Medical multipurpose basins
42141607 | Patient urinals
42141607 | Patient urinals for general use
42141608 | Bedpan liners or bags
42141608 | Bedpan liner or bag
42141609 | Bedpan covers | New
42141610 | Bedpan and urinal drying racks | New
42141611 | Patient belonging bags | New
42141612 | Bedpan and urinal sets | New
42141700 | Decubitus prevention products
42141701 | Alternating pressure systems
42141701 | Alternating pressure systems
42141702 | Blanket frames or lifters
42141702 | Blanket frames or lifters
42141703 | Extremities cradles
42141703 | Extremities cradles
42141704 | Mattress overlays
42141704 | Mattress overlays
42141705 | Decubitus prevention Patient positioning cushions or pads or pillows
42141705 | Patient positioning cushions or pads or pillows
42141706 | Medical flotation cushions | New
42141800 | Electrotherapy equipment
42141801 | Electrotherapy combination units
42141801 | Electrotherapy combination units
42141802 | Electrotherapy electrodes
42141802 | Electrotherapy electrodes or accessories
42141803 | Electrotherapy lead wires or cables
42141803 | Electrotherapy lead wires or cables
42141804 | Galvanic or faradic stimulators
42141804 | Galvanic or faradic stimulators
42141805 | Neuromuscular stimulators or kits
42141805 | Neuromuscular stimulators or kits
42141806 | Diathermy units
42141806 | Short wave diathermy units
42141807 | Transcutaneous electric nerve stimulation units
42141807 | Transcutaneous electric nerve stimulation units
42141808 | Diathermy electrodes
42141808 | Diathermy electrodes
42141809 | Muscle stimulator lead sets
42141809 | Muscle stimulator lead sets
42141810 | Iontophoresis electrodes
42141810 | Iontophoresis electrode
42141811 | Extracorporeal shock wave therapy systems
42141811 | Extracorporeal shock wave therapy system
42141812 | Static electricity generators for electric stimulation
42141812 | Static electricity generator for electric stimulation
42141813 | Electroconvulsive devices
42141813 | Electroconvulsive device
42141814 | Static electricity stimulators
42141814 | Static electricity stimulator
42141815 | High frequency electromagnetic wave stimulators
42141815 | High frequency electromagnetic wave stimulator
42141816 | Electromagnetic therapy stimulators
42141816 | Electromagnetic therapy stimulator
42141817 | Magnetotherapy pulse stimulators
42141817 | Magnetic pulse stimulator
42141818 | Aversive conditioning devices | New
42141819 | Cranial electrotherapy stimulators | New
42141820 | Electrotherapy applicators or probes | New
42141821 | Electrotherapy unit accessories | New
42141822 | Electrotherapy laser systems | New
42141823 | Electrotherapy vacuum electrode systems | New
42141824 | Electrotherapy electrode accessories | New
42141825 | Electrotherapy units | New
42141900 | Enema administration supplies
42141901 | Enema buckets | Obsolete | See 42141903 or 42141904
42141902 | Enema bags | Obsolete | See 42141903 or 42141904
42141903 | Enema kits
42141903 | Enema kits or accessories
42141904 | Enema accessories
42141904 | Enema tubing or tips or clamps
42141905 | Enema soaps
42141905 | Enema soaps
42141906 | Epistaxis balloon kits | New
42141907 | Epistaxis balloons | New
42142000 | Floor grade instruments | Obsolete
42142001 | Floor grade forceps or hemostats | Obsolete
42142002 | Floor grade knife | Obsolete
42142003 | Floor grade knife handles | Obsolete
42142004 | Floor grade nail nippers | Obsolete
42142005 | Floor grade needle holders | Obsolete
42142006 | Floor grade retractors | Obsolete
42142007 | Floor grade scissors | Obsolete
42142100 | Heat and cold therapy products
42142101 | Covers for heat or cold therapy products
42142101 | Covers for heat or cold therapy products
42142102 | Medical cold storage chilling units
42142102 | Medical cold storage chilling units or accessories
42142103 | Medical heat lamps
42142103 | Medical heat lamps or accessories
42142104 | Medical hydrocollators
42142104 | Medical hydrocollators or accessories
42142105 | Therapeutic heating or cooling units or systems
42142105 | Therapeutic heating or cooling units or systems
42142106 | Therapeutic heating or cooling blankets or drapes
42142106 | Therapeutic heating or cooling blankets or drapes
42142107 | Therapeutic cryo compression therapy systems
42142107 | Therapeutic cryo compression therapy system and accessories
42142108 | Therapeutic heating or cooling pads or compresses or packs
42142108 | Therapeutic heating or cooling pads or compresses or packs
42142109 | Therapeutic hot or cold therapy mitts
42142109 | Therapeutic hot or cold therapy mitts
42142110 | Therapeutic hot or cold water bottles
42142110 | Therapeutic hot or cold water bottles
42142111 | Therapeutic ice packs or pillows
42142111 | Therapeutic ice packs or pillows
42142112 | Therapeutic paraffin baths
42142112 | Therapeutic paraffin baths or accessories
42142113 | Therapeutic sinus masks
42142113 | Therapeutic sinus masks
42142114 | Therapeutic hot or cold therapy pants
42142114 | Therapeutic hot or cold therapy pants
42142119 | Hypothermia apparatus
42142119 | Hypothermia apparatus
42142120 | Therapeutic cryo compression therapy cuffs
42142120 | Therapeutic cryo compression therapy cuff
42142121 | Moist steam cabinets
42142121 | Moist steam cabinet
42142122 | Hyperthermia monitors | New
42142123 | Cryotherapeutic dry ice sets | New
42142124 | Medical heat lamp accessories | New
42142125 | Medical hydrocollator accessories | New
42142126 | Therapeutic heating or cooling unit or system accessories | New
42142127 | Therapeutic cryo compression therapy system accessories | New
42142128 | Therapeutic paraffin bath accessories | New
42142129 | Medical cold storage chilling unit accessories | New
42142130 | Phototherapy lasers | New
42142131 | Physical therapy moist heat apparatus | New
42142200 | Hydrotherapy products
42142201 | Extremity hydrotherapy baths or tanks
42142201 | Extremity hydrotherapy baths or tanks
42142202 | Full body immersion hydrotherapy baths or tanks
42142202 | Full body immersion hydrotherapy baths or tanks
42142203 | Hydrotherapy bath or tank accessories
42142203 | Hydrotherapy bath or tank accessories
42142204 | Hydrotherapy bath chairs
42142204 | Hydrotherapy bath chairs
42142205 | Hydrotherapy hydromassage beds or tables | New
42142206 | Hydrotherapy bath or tank disinfection systems | New
42142300 | Medical documentation products
42142301 | General use medical labels
42142301 | General use medical labels
42142302 | Medical paper charting systems
42142302 | Medical charting systems components or accessories
42142303 | Patient identification and information products
42142303 | Patient identification and information products
42142304 | Medical chart papers and forms | New
42142305 | Medical paper charting system accessories | New
42142306 | Medical electronic charting systems | New
42142307 | Medical electronic charting system accessories | New
42142400 | Medical suction and vacuum products | Obsolete | See 42293500
42142401 | Medical fluid solidifiers | Obsolete | See 42293519
42142402 | Medical suction cannulas or tubes or accessories | Obsolete | See 42293501 - 42293525
42142403 | Medical suction containers | Obsolete | See 42293501 - 42293525
42142404 | Medical suction or vacuum appliances | Obsolete | See 42293501 - 42293525
42142406 | Medical suction sets or kits | Obsolete | See 42293501 - 42293525
42142407 | Cases for medical suction cannula | Obsolete | See 42293501 - 42293525
42142500 | Injection and aspiration needles and accessories
42142501 | Amniocentesis needles
42142501 | Amniocentesis needles
42142502 | Anesthesia needles
42142502 | Anesthesia needles
42142503 | Arterial needles
42142503 | Arterial needles
42142504 | Biopsy needles
42142504 | Biopsy needles
42142505 | Blood collection needle holders | Obsolete | See 41104138
42142506 | Blunt needles
42142506 | Blunt needles
42142507 | Butterfly needles | Obsolete | See 42142521
42142509 | Epidural anesthesia kit or tray
42142509 | Epidural anesthesia kit or tray
42142510 | Filter needles
42142510 | Filter needles
42142511 | Needle caps or protection devices |  | Accessories - see 42142545
42142511 | Needle caps or protection devices or accessories
42142512 | Fistula needles
42142512 | Fistula needles
42142513 | Radiology procedural needles
42142513 | Radiology procedural needles
42142514 | Spinal anesthesia kits or trays
42142514 | Spinal anesthesia kit or tray
42142515 | Vacuum tube needles | Obsolete | See 42142521
42142516 | Vented needles
42142516 | Vented needles
42142517 | Extension tubes | Obsolete | See 41104107 or 41104108
42142518 | Biopsy aspirator products
42142518 | Biopsy aspirator products or accessories
42142519 | Needle guides
42142519 | Needle guides
42142520 | Dispensing pins or needles
42142520 | Dispensing pins
42142521 | Blood collection needles
42142521 | Blood collection needle
42142522 | Surgical needles for ears or noses or throats | Obsolete | See 42143529 or 42143533
42142523 | Hypodermic needle
42142523 | Hypodermic needle
42142524 | Etching needles or sets | Obsolete | No replacement
42142525 | Irrigation needles
42142525 | Irrigation needles
42142526 | Needle protectors | Obsolete | See 42142511 or 42142545
42142527 | Needle cleaning wires
42142527 | Needle cleaning wires
42142528 | Sternum puncture needles or sets
42142528 | Sternum puncture needles or sets
42142529 | Needle trays or holders
42142529 | Needle trays or holders
42142530 | Diagnostic procedure needles
42142530 | Diagnostic procedure needles
42142531 | Needle or blade or sharps disposal containers or carts
42142531 | Needle or blade or sharps disposal container or cart
42142532 | Pericardiocentesis needles or kits |  | Accessories - see 42142542
42142532 | Pericardiocentesis needles or kits or accessories
42142533 | Needle for intravenous or arterial administration ports
42142533 | Needle for intravenous or arterial administration ports
42142534 | Intraosseous needles
42142534 | Intraosseous needle
42142535 | Anesthesia nerve block trays or needles
42142535 | Anesthesia nerve block tray or needle
42142536 | Thoracentesis or paracentesis needles and catheters
42142536 | Thoracentesis or paracentesis needle and catheter
42142537 | Thoracentesis sets or trays
42142537 | Thoracentesis set or tray
42142538 | Paracentesis sets or trays
42142538 | Paracentesis set or tray
42142539 | Dialysis needles | New
42142540 | Implanted intraosseous ports | New
42142541 | Spinal aspiration needles | New
42142542 | Pericardiocentesis needle or kit accessories | New
42142543 | Biopsy aspirator product accessories | New
42142544 | Vein stabilization devices | New
42142545 | Needle cap or protection device accessories | New
42142600 | Syringes and accessories
42142601 | Medical aspiration or irrigation syringes
42142601 | Medical aspiration or irrigation syringes
42142602 | Medical bulb syringes
42142602 | Medical bulb syringes
42142603 | Medical cartridge syringes
42142603 | Medical cartridge syringes
42142604 | Medical catheter tip syringes
42142604 | Medical catheter tip syringes
42142605 | Medical ear syringes
42142605 | Medical ear syringes
42142606 | Medical metered delivery syringes
42142606 | Medical metered delivery syringes
42142607 | Medical micro syringes
42142607 | Medical micro syringes
42142608 | Medical syringes without needle
42142608 | Medical syringe without needle
42142609 | Medical syringes with needle
42142609 | Medical syringe with needle
42142610 | Oral liquid medication syringes
42142610 | Oral liquid medication syringes
42142611 | Tuberculin syringes
42142611 | Tuberculin syringes
42142612 | Irrigation syringe sets
42142612 | Irrigation syringe sets
42142613 | Injection guns |  | Accessories - see 42142625
42142613 | Injection guns
42142614 | Hypodermic injection apparatus |  | Accessories - see 42142623
42142614 | Hypodermic injection apparatus or accessories
42142615 | Syringe accessories
42142615 | Syringe accessories
42142616 | Blood collection syringes
42142616 | Blood collection syringes
42142617 | Fountain syringes
42142617 | Fountain syringes
42142618 | Blood gas analysis syringe kits
42142618 | Blood gas analysis syringe kits
42142619 | Prefilled flush syringes
42142619 | Prefilled flush syringe
42142620 | Intraosseous needle drivers or injection guns
42142620 | Intraosseous needle driver or injection gun
42142621 | Aspirating guns | New | Accessories - see 42142626
42142622 | Vein location devices or lights | New
42142623 | Hypodermic injection apparatus accessories | New
42142624 | Injection pens | New
42142625 | Injection gun accessories | New
42142626 | Aspirating gun accessories | New
42142700 | Urological supplies
42142701 | Suprapubic urinary catheters or kits
42142701 | Suprapubic urinary catheters
42142702 | Urethral urinary catheters
42142702 | Urethral urinary catheters
42142703 | Urinary catheter plugs or clamps
42142703 | Urinary catheter plugs or clamps
42142704 | Urinary drainage bags or meters
42142704 | Urinary drainage bags or meters
42142705 | Urinary drainage bag straps or fasteners
42142705 | Urinary drainage bag straps or fasteners
42142706 | Urological procedure trays or packs or kits
42142706 | Urological procedure trays or packs or kits
42142707 | Urinary irrigation tubings
42142707 | Urinary irrigation tubings
42142708 | Urological instrument adapters
42142708 | Urological instrument adapters
42142709 | Nephrostomy sets |  | Accessories - see new codes in this group
42142709 | Nephrostomy sets or accessories
42142710 | Urinary drainage tubes |  | Accessories - see 42142730
42142710 | Urinary drainage tubes or accessories
42142711 | Urethral sound sets | Obsolete | See 42293603 or 42293605
42142712 | Stone remover sets |  | Accessories - see new codes in this group
42142712 | Stone remover sets or accessories
42142713 | Urological sheaths or sets
42142713 | Urological sheaths or sets
42142714 | Urological percolators
42142714 | Urological percolators
42142715 | Urinary catheterization kits
42142715 | Urinary catheterization kit
42142716 | Pessary devices
42142716 | Pessary device
42142717 | Nephrostomy catheters or drains
42142717 | Nephrostomy catheter or drain
42142718 | Penile support and lengthening devices
42142718 | Penile support and lengthening device
42142719 | Urethrotomes
42142719 | Urethrotome
42142720 | Male external urinary catheters
42142720 | Male external urinary catheter
42142721 | Urological guidewires or glidewires
42142721 | Urological guidewire or glidewire
42142722 | Ureteral stone migration prevention gels | New
42142723 | Incontinence clamps | New
42142724 | Punch catheter instruments | New
42142725 | External urethral occluders | New
42142726 | Ileal conduit catheters | New
42142727 | External incontinence stimulators | New
42142728 | Urological strainers | New
42142729 | Nephrostomy set accessories | New
42142730 | Urinary drainage tube accessories | New
42142731 | Stone remover set accessories | New
42142732 | Male external urinary catheter accessories | New
42142733 | Ureteral catheter or catheter set | New
42142734 | Urological evacuators | New
42142735 | Ureteral catheter accessories | New
42142736 | Urological surgical catheters | New
42142800 | Vascular and compression therapy equipment and supplies
42142801 | Vascular sequential compression devices or tubing
42142801 | Vascular sequential compression devices or tubing
42142802 | Vascular or compression apparel or support
42142802 | Vascular or compression apparel or support
42142900 | Vision correction or cosmetic eyewear and related products
42142901 | Eyeglasses
42142901 | Eyeglasses
42142902 | Eyeglass lenses
42142902 | Eyeglass lenses
42142903 | Eyeglass frames
42142903 | Eyeglass frames
42142904 | Eyeglass hardware
42142904 | Eyeglass hardware
42142905 | Sunglasses
42142905 | Sunglasses
42142906 | Eyeglass cases
42142906 | Eyeglass cases
42142907 | Eyeglass cleaning cloths
42142907 | Eyeglass cleaning cloths
42142908 | Eyeglass cleaning kits
42142908 | Eyeglass cleaning kits
42142909 | Eyeglass retainers
42142909 | Eyeglass retainers
42142910 | Contact lens cases
42142910 | Contact lens cases
42142911 | Contact lens inserters or removers
42142911 | Contact lens inserters or removers
42142912 | Contact lens radius gauges
42142912 | Contact lens radius gauges
42142913 | Contact lenses
42142913 | Contact lenses
42142914 | Contact lens cleaning or moisturizing solutions
42142914 | Contact lens cleaning or moisterizing solution
42142915 | Contact lens maintenance kits | New
42142916 | Ophthalmic lens gauges | New
42142917 | Electronic vision aids | New
42142918 | Optical vision aids | New
42142919 | Thermal soft-lens sterilizers | New
42142920 | Contact lens disinfection and neutralization disks | New
42142921 | Eyeglass fitting and adjustment set cases | New
42142922 | Eyeglasses guards | New
42142923 | Hand-held magnifiers | New
42142924 | Ophthalmic vision image intensification aids | New
42142925 | Hand-held telescopes | New
42142926 | Eyeglass microscopes | New
42142927 | Eyeglass telescopes | New
42142928 | Eyeglass magnifiers | New
42142929 | Ophthalmic bar readers | New
42142930 | Eyeglass fronts | New
42142931 | Eyeglass temples | New
42142932 | Eyeglass frame straps | New
42143100 | Obstetrical and gynecological equipment and supplies
42143101 | Intrauterine catheters or catheterization kits
42143101 | Intrauterine catheters or catheterization kits
42143102 | Uterine devices
42143102 | Uterine devices or accessories
42143103 | Contraceptive devices for female users
42143103 | Contraceptive devices or accessories for female users
42143104 | Amniocentesis kits
42143104 | Amniocentesis kits or accessories
42143105 | Obstetrical extraction units
42143105 | Obstetrical extraction units or accessories
42143106 | Gynecology drainage kits |  | Accessories see 42143125
42143106 | Gynecology drainage kits or accessories
42143107 | Perinometers
42143107 | Perinometer
42143108 | Abdominal decompression chambers
42143108 | Abdominal decompression chamber
42143109 | Contraceptive device removers | New
42143110 | Perineal heaters | New
42143111 | Fetal blood samplers or collecting kits | New
42143112 | Obstetrical vacuum delivery systems | New
42143113 | Obstetric-gynecologic tubal occlusion valves | New
42143114 | Obstetrics-gynecology abdominal decompression chambers | New
42143115 | Uterine manipulators or injectors | New
42143116 | Intrauterine pressure monitoring catheters | New
42143117 | Uterine device accessories | New
42143118 | Transcervical intrauterine kits | New
42143119 | Contraceptive device accessories for female users | New
42143120 | Acute care fetal or maternal monitoring units | New
42143121 | Fetal scalp electrodes | New
42143122 | Amniocentesis kit accessories | New
42143123 | Fetal electroencephalographic monitors | New
42143124 | Obstetrical extraction unit accessories | New
42143125 | Gynecology drainage kit accessories | New
42143126 | Obstetrical vacuum delivery system accessories | New
42143127 | Acute care fetal or maternal monitoring unit accessories | New
42143128 | Fetal acoustic stimulators | New
42143129 | Fetal monitoring transducers | New
42143130 | Intrauterine pressure monitoring cables | New
42143131 | Intrauterine pressure monitors | New
42143132 | Intrauterine pressure recorders | New
42143133 | Intrauterine pressure transducers | New
42143134 | Culdocentesis kits | New
42143135 | Amniocentesis hooks | New
42143200 | Fertility and Sterility treatment equipment and supplies
42143201 | Semen preparation kits |  | Accessories - see 42143212
42143201 | Semen preparation kits or accessories
42143202 | Impotence treatment products or kits or accessories | Obsolete | No replacement
42143203 | Artificial insemination catheters
42143203 | Artificial insemination catheter
42143204 | Embryo transfer catheters
42143204 | Embryo transfer catheter
42143205 | Assisted reproduction needles | New
42143206 | Assisted reproduction laser systems | New
42143207 | Assisted reproduction sperm selection systems | New
42143208 | Intrauterine insemination cannulae | New
42143209 | Assisted reproduction accessories | New
42143210 | Conception-assist kits | New
42143211 | Medical proconception kits | New
42143212 | Semen preparation kit accessories | New
42143213 | Testicular hypothermia devices | New
42143300 | Chemotherapy equipment and supplies
42143301 | Chemotherapy administration sets or kits
42143301 | Chemotherapy administration sets or kits
42143302 | Chemotherapy prep mats
42143302 | Chemotherapy prep mat
42143303 | Chemotherapy transport bags
42143303 | Chemotherapy transport bag
42143304 | Chemotherapy preparation pads
42143304 | Chemotherapy preparation pad
42143305 | Chemotherapy electrical extension leads | New
42143306 | Chemotherapy ambulatory infusion pumps | New
42143307 | Chemotherapy biological safety cabinets | New
42143308 | Chemotherapy bladder instillation equipment | New
42143309 | Chemotherapy cool boxes | New
42143310 | Extravasation packs | New
42143311 | Chemotherapy drip stands | New
42143400 | Hyperhidrosis control equipment and supplies
42143401 | Sweat control equipment
42143401 | Sweat control equipment or accessories
42143402 | Iontophoresis system accessories | New
42143403 | Iontophoresis systems | New
42143404 | Sweat control equipment accessories | New
42143500 | Ear nose and throat ENT treatment products and accessories
42143501 | Earmold cleaning aids
42143501 | Earmold cleaning aids
42143502 | Nasal irrigation devices
42143502 | Nasal irrigation devices or accessories
42143503 | Nasal bleeding control devices or balloons
42143503 | Nasal bleeding control devices or balloons
42143504 | Earmolds or its accessories
42143504 | Earmolds or its accessories
42143505 | Earmold repair kits
42143505 | Earmold repair kits
42143506 | Eustachian filiform sets
42143506 | Eustachian filiform sets
42143507 | Medication ear packs
42143507 | Medication ear packs
42143508 | Ear windhoods
42143508 | Ear windhoods
42143509 | Earmold glues or cements
42143509 | Earmold glues or cements
42143510 | Ear windshield screens
42143510 | Ear windshield screens
42143511 | Cerumen hooks
42143511 | Cerumen hooks
42143512 | Ear wicks
42143512 | Ear wicks
42143513 | Otological instruments
42143513 | Otological instruments or accessories
42143514 | Ear wash systems
42143514 | Ear wash system
42143515 | Ear nose throat ENT examining or treatment units | New
42143516 | Ear nose throat ENT examining unit accessories and related products | New
42143517 | Ear electrodes | New
42143518 | Tinnitus maskers | New
42143519 | Ear dressing kits | New
42143520 | Ear examination lights | New
42143521 | Ear hooks | New
42143522 | Ear nose throat ENT instruments antichoke devices | New
42143523 | Ear plugs | New
42143524 | Ear plug measuring devices | New
42143525 | Nasal septal buttons | New
42143526 | Ear nose throat ENT examining mirrors | New
42143527 | Ear nose throat ENT examining mirror accessories | New
42143528 | Nasal irrigation device accessories | New
42143529 | Otological instrument accessories | New
42143530 | Earmold accessories | New
42143531 | Medical air syringe ear tips | New
42143532 | Medical air syringes | New
42143533 | Ear nose and throat ENT irrigation or aspiration supplies | New
42143600 | Restraints and accessories
42143601 | Restraint vests and jackets
42143601 | Restraint vests and jackets
42143602 | Torso and belt restraints
42143602 | Torso and belt restraints
42143603 | Extremity restraints
42143603 | Extremity restraints
42143604 | Non EMS head restraints
42143604 | Non EMS head restraints
42143605 | Restraint straps or buckles or supplies
42143605 | Restraint straps or buckles or accessories or supplies
42143606 | Full body restraints
42143606 | Full body restraints
42143607 | Patient motion sensors or alarms |  | Accessories - see new codes in this group
42143607 | Patient motion sensors or alarms or accessories
42143608 | Patient stabilization or fall prevention devices |  | Accessories - see new codes in this group
42143608 | Patient stabilization or fall prevention devices or accessories
42143609 | Patient restraint boards |  | Accessories - see new codes in this group
42143609 | Patient restraint boards or accessories
42143610 | Patient motion sensor or alarm accessories | New
42143611 | Patient stabilization or fall prevention device accessories | New
42143612 | Patient restraint board accessories | New
42143700 | Phototherapy systems and accessories
42143701 | Phototherapy air circulators |  | Accessories - see new codes in this group
42143701 | Phototherapy air circulators or accessories
42143702 | Phototherapy blankets
42143702 | Phototherapy blankets
42143703 | Phototherapy bulbs
42143703 | Phototherapy bulbs
42143704 | Phototherapy light mats
42143704 | Phototherapy light mats
42143705 | Phototherapy patient protection devices
42143705 | Phototherapy patient protection devices
42143706 | Phototherapy power units
42143706 | Phototherapy power units
42143707 | Phototherapy warmer beds |  | Accessories - see new codes in this group
42143707 | Phototherapy warmer beds or accessories
42143708 | Phototherapy vests
42143708 | Phototherapy vest
42143709 | Visible light radiators
42143709 | Visible light radiator
42143710 | Phototherapy dosing alarms and timers | New
42143711 | Phototherapy radiometers | New
42143712 | Phototherapy air circulator accessories | New
42143713 | Phototherapy units | New
42143714 | Phototherapy warmer bed accessories | New
42143800 | Urological pressure measurement instruments and supplies and equipment
42143801 | Cystometry systems |  | Accessories - see new codes in this group
42143801 | Cystometry systems or accessories
42143802 | Cystometry transducers
42143802 | Cystometry transducers
42143803 | Urodynamic catheters
42143803 | Urodynamic catheters
42143804 | Cavernosometry sets | New
42143805 | Urodynamic electrodes | New
42143806 | Urodynamic tubes | New
42143807 | Urodynamic ground cables | New
42143808 | Cystometry system accessories | New
42143809 | Urodynamic catheter accessories | New
42143810 | Urological pressure measurement catheters | New
42143900 | Fecal incontinence products
42143901 | Fecal incontinence collection bags
42143901 | Fecal incontinence collection bag or accessory
42143902 | Fecal management systems or kits
42143902 | Fecal management system or kit
42143903 | Colon catheters or rectal tubes
42143903 | Colon catheter or rectal tube
42143904 | Fecal incontinence anal manometer assessments | New
42143905 | Fecal incontinence collection bag accessories | New
42144000 | External hearing device parts and accessories
42144001 | Implanted hearing device external sound processors
42144001 | Implanted hearing device external sound processor
42144002 | Implanted hearing device external cables
42144002 | Implanted hearing device external cable
42144003 | Implanted hearing device external sound processor earphones
42144003 | Implanted hearing device external sound processor earphones
42144004 | Implanted hearing device external magnets
42144004 | Implanted hearing device external magnet
42144005 | Implanted hearing device external microphones
42144005 | Implanted hearing device external microphone
42144006 | Implanted hearing device external accessories
42144100 | Pleural cavity drain products
42144101 | Pleural cavity drainage units or containers |  | Accessories - see 42144104
42144101 | Pleural cavity drainage unit or container or accessories
42144102 | Chest tubes
42144102 | Chest tube
42144103 | Chest tube kits
42144103 | Chest tube kit
42144104 | Pleural cavity drainage unit or container accessories | New
42144200 | Acupuncture equipment
42144201 | Acupuncture needles
42144201 | Acupuncture needle
42144202 | Acupuncture magnet pellets or seeds
42144202 | Acupuncture magnet pellet or seed
42144203 | Acupressure bracelets
42144203 | Acupressure bracelet
42144204 | Acupressure massage rods | New
42144205 | Acupuncture cupping sets | New
42144206 | Acupuncture machines or units | New
42144207 | Acupuncture machine or unit accessories | New
42144208 | Acupuncture accessories | New
42144209 | Acupuncture cupping set accessories | New
42144300 | External counterpulsation ECP products
42144301 | External counterpulsation ECP systems
42144301 | External counterpulsation ECP system
42144302 | External counterpulsation ECP cuff or pants
42144302 | External counterpulsation ECP cuff or pants
42144401 | Tracheostomy and nasal suctioning kits | New
42144402 | Artificial airway suction kits | New
42144403 | Artificial airway tube suction catheters | New
42144404 | Non-bronchoscope bronchoalveolar lavage catheters | New
42144405 | Suction catheter accessories | New
42144406 | Suction catheters | New
42144407 | Tracheal suction sets | New
42144408 | Tracheobronchial suction catheter kits | New
42144409 | Tracheobronchial suction catheters | New
42144501 | Clitoral engorgement devices | New
42144502 | Impotence treatment products or kits | New
42144503 | Impotence treatment product or kit accessories | New
42144504 | Male impotence ring confidence sets | New
42144505 | Mechanical/hydraulic impotence devices | New
42144506 | Penile erection device kits | New
42144507 | Penile erection inducer systems | New
42150000 | Dental equipment and supplies
42151500 | Cosmetic dentistry equipment and supplies
42151501 | Cosmetic dentistry curing lights |  | Accessories - see 42151510
42151501 | Cosmetic dentistry curing lights or accessories
42151502 | Cosmetic dentistry mixing wells
42151502 | Cosmetic dentistry mixing wells
42151503 | Crowns or crown forms
42151503 | Crowns or crown forms
42151504 | Dental veneers
42151504 | Dental veneer
42151505 | Tooth etching supplies
42151505 | Tooth etching supplies
42151506 | Tooth whitening or bleaching supplies
42151506 | Tooth whitening or bleaching supplies
42151507 | Dental shades
42151507 | Dental shades
42151508 | Cement dissolving solutions | New
42151509 | Dental shade guides | New
42151510 | Cosmetic dentistry curing light accessories | New
42151511 | Bridges components or accessories | New
42151512 | Bridges or bridge forms | New
42151600 | Dental and subspecialty instruments and devices
42151601 | Attachments or replacement parts for dental instruments | Obsolete | See options under 42151684 to 42151697
42151602 | Bands for dental matrix | Obsolete | See options under 42151684 to 42151697
42151603 | Calcium hydroxide placement tools
42151603 | Calcium hydroxide placement tools
42151604 | Composite placement tools
42151604 | Composite placement tools
42151605 | Crown or bridge removers
42151605 | Crown or bridge removers
42151606 | Dental carvers
42151606 | Dental amalgam carvers
42151607 | Dental instrument cassettes | Obsolete | See options under 42151684 to 42151697
42151608 | Dental instrument trays or tubs | Obsolete | See options under 42151684 to 42151697
42151609 | Dental instruments mats | Obsolete | See options under 42151684 to 42151697
42151610 | Dental nippers
42151610 | Dental nippers
42151611 | Dental operative brushes
42151611 | Dental operative brushes
42151612 | Dental retractors
42151612 | Dental retractors
42151613 | Dental burnishers
42151613 | Dental burnishers
42151614 | Dental burs
42151614 | Dental burs
42151615 | Dental cryosurgical units
42151615 | Dental cryosurgical units
42151616 | Dental depth gauges
42151616 | Dental depth gauges
42151617 | Dental drills |  | Drill bits - see 42152908
42151617 | Dental drills or drill bits
42151618 | Dental elevators
42151618 | Dental elevators
42151619 | Dental excavators
42151619 | Dental excavators
42151620 | Dental files or rasps
42151620 | Dental files or rasps
42151621 | Dental filler contouring instruments
42151621 | Dental filler contouring instruments
42151622 | Dental finger protectors | Obsolete | See options under 42151684 to 42151697
42151623 | Dental forceps
42151623 | Dental forceps
42151624 | Dental handpieces
42151624 | Dental hand pieces or accessories
42151625 | Dental hygiene instruments
42151625 | Dental hygiene instruments
42151626 | Dental instrument sharpening accessories | Obsolete | See options under 42151684 to 42151697
42151627 | Dental mirrors or mirror handles
42151627 | Dental mirrors or mirror handles
42151628 | Dental mixing slabs
42151628 | Dental mixing slabs
42151629 | Dental organizers
42151629 | Dental organizers
42151630 | Dental placement instruments
42151630 | Dental placement instruments
42151631 | Dental probes or explorers
42151631 | Dental probes
42151632 | Dental reamers
42151632 | Dental reamers
42151633 | Dental retraction cord packing instruments
42151633 | Dental retraction cord packing instruments
42151634 | Dental root tip picks
42151634 | Dental root tip picks
42151635 | Dental saliva ejectors or oral suction devices
42151635 | Dental saliva ejectors or oral suction devices or supplies
42151636 | Dental scalers
42151636 | Dental scalers or accessories
42151637 | Dental scales
42151637 | Dental scales
42151638 | Dental scissors
42151638 | Dental scissors
42151639 | Dental spatulas
42151639 | Dental spatulas
42151640 | Dental tweezers
42151640 | Dental tweezers
42151641 | Dental wax carvers
42151641 | Dental wax carvers
42151642 | Gingivectomy knives
42151642 | Gingivectomy knives
42151643 | Dental margin trimmers
42151643 | Dental margin trimmers
42151644 | Dental mouth props
42151644 | Dental mouth props
42151645 | Preassembled reusable dental operative kits or trays | Obsolete | See options under 42151684 to 42151697
42151646 | Protective devices for teeth
42151646 | Protective devices for teeth
42151647 | Dental absorbent holders
42151647 | Dental absorbent holders
42151648 | Dental calipers
42151648 | Dental calipers
42151650 | Dental fracture detecting tools
42151650 | Dental fracture detecting tools
42151651 | Dental tooth separators
42151651 | Dental tooth separators
42151652 | Dental pin drivers
42151652 | Dental pin drivers
42151653 | Dental pin benders
42151653 | Dental pin benders
42151654 | Dental guides
42151654 | Dental guides
42151655 | Dental pulp or vitality testers
42151655 | Dental pulp or vitality testers
42151656 | Dental spreaders
42151656 | Dental spreaders
42151657 | Dental tubings or accessories | Obsolete | See options under 42151684 to 42151697
42151658 | Dental floss threaders
42151658 | Dental floss threaders
42151659 | Ripping tooth parts kit | Obsolete | See options under 42151684 to 42151697
42151660 | Dental applicators or absorbents
42151660 | Dental applicators or absorbents
42151661 | Dental instrument cases or bags
42151661 | Dental instrument cases or bags
42151662 | Dental anesthesia electrodes or refills | Obsolete | See options under 42151684 to 42151697
42151663 | Dental wedges or sets | Obsolete | See options under 42151684 to 42151697
42151664 | Dental cutting or separating discs | Obsolete | See options under 42151684 to 42151697
42151665 | Dental gages
42151665 | Dental gages or accessories
42151666 | Dental buccal holders | Obsolete | See 42152905
42151667 | Dental matrices or sets | Obsolete | See options under 42151684 to 42151697
42151668 | Instrument rolls for dental instruments or accessories | Obsolete | See options under 42151684 to 42151697
42151669 | Dental dehydrators
42151669 | Dental dehydrators
42151670 | Dental heat carriers
42151670 | Dental heat carriers
42151671 | Refills or refill kits for dental post systems | Obsolete | See options under 42151684 to 42151697
42151672 | Dental expanders
42151672 | Dental expanders
42151673 | Dental mallets
42151673 | Dental mallets
42151674 | Dental bur holders | Obsolete | See 42152906
42151675 | Dental restorative kits | Obsolete | See options under 42151684 to 42151697
42151676 | Dental knives
42151676 | Dental knives
42151677 | Dental pressure indicating kits | Obsolete | See options under 42151684 to 42151697
42151678 | Holders for mixing pads or slabs | Obsolete | See 42152925
42151679 | Dental mixing bags | Obsolete | See options under 42151684 to 42151697
42151680 | Endodontic stops or accessories | Obsolete | See options under 42151684 to 42151697
42151681 | Dental anesthesia sets or accessories | Obsolete | See options under 42151684 to 42151697
42151682 | Endodontic broaches
42151682 | Endodontic broach
42151683 | Facebows
42151683 | Facebow
42151684 | Dental filler carriers | New
42151685 | Dental hemostats | New
42151686 | Dental instrument sets | New
42151687 | Dental insulating pens | New
42151688 | Dental osteotomes | New
42151689 | Dental punches | New
42151690 | Dental tongue scrapers | New
42151691 | Endodontic apex locators | New
42151692 | Endodontic root canal guns | New
42151693 | Endodontic root canal preparers | New
42151694 | Gingival fluid measurers | New
42151695 | Hydrokinetic dental systems | New
42151696 | Jet injector guns or systems | New
42151697 | Dental gage accessories | New
42151700 | Dental clinical furniture
42151701 | Dental examination chairs
42151701 | Dental examination chairs or related parts or accessories
42151702 | Dental stools
42151702 | Dental stools
42151703 | Dental cabinets |  | Accessories - see new codes in this group
42151703 | Dental cabinets
42151704 | Dental tables |  | Accessories - see new codes in this group
42151704 | Dental tables or accessories
42151705 | Dental procedure combination furniture or sets |  | Accessories - see new codes in this group
42151705 | Combination furniture sets for dental procedures
42151706 | Dental examination chair related parts or accessories | New
42151707 | Dental cabinet accessories | New
42151708 | Dental table accessories | New
42151709 | Dental procedure combination furniture or set accessories | New
42151800 | Dental fillers and finishing and polishing supplies
42151801 | Amalgam carriers
42151802 | Dental material pluggers or tips |  | Accessories - see 42151817
42151802 | Dental material pluggers or tips or accessories
42151803 | Dental amalgam capsules
42151803 | Dental amalgam capsules
42151804 | Dental cord packers
42151804 | Dental cord packers
42151805 | Dental finishing or polishing discs
42151805 | Dental finishing or polishing discs
42151806 | Dental finishing or polishing strips
42151806 | Dental finishing or polishing strips
42151807 | Dental finishing or polishing tips
42151807 | Dental finishing or polishing tips
42151808 | Dental burnishing compounds
42151808 | Dental burnishing compounds
42151809 | Dental squeeze cloths
42151809 | Dental squeeze cloths
42151810 | Dental finishing or polishing kits
42151810 | Dental finishing or polishing kits
42151811 | Dental polishing cups or sets
42151811 | Dental polishing cups or sets
42151812 | Springs for dental grinding or polishing machines
42151812 | Springs for dental grinding or polishing machines
42151813 | Dental filling tubes
42151813 | Dental filling tubes
42151814 | Chuck adapters for dental grinding or polishing machines
42151814 | Chuck adapters for dental grinding or polishing machines
42151815 | Cones for dental grinding or polishing machines
42151815 | Cones for dental grinding or polishing machines
42151816 | Gold foil carriers
42151817 | Dental material plugger or tip accessories | New
42151818 | Dental condensers | New
42151900 | Dental hygiene and preventive care equipment and supplies
42151901 | Dental plate or denture brushes
42151901 | Dental plate or denture brushes
42151902 | Dental prophylaxis kits
42151902 | Dental prophylaxis kits
42151903 | Denture cups or containers
42151903 | Denture cups or containers
42151904 | Disclosing solutions or tablets
42151904 | Disclosing solutions or tablets
42151905 | Fluoride gels or rinses
42151905 | Fluoride gels or rinses
42151906 | Fluoride tablets or drops
42151906 | Fluoride tablets or drops
42151907 | Dental prophylaxis tanks
42151907 | Dental prophylaxis tanks
42151908 | Denture flasks or sets
42151908 | Denture flasks or sets
42151909 | Preventive dentistry pastes or kits
42151909 | Preventive dentistry pastes or kits
42151910 | Teeth cleaning devices |  | Accessories - see new codes in this group
42151910 | Teeth cleaning devices or accessories
42151911 | Dental tissue conditioner sets
42151911 | Dental tissue conditioner sets
42151912 | Endodontic sprays
42151912 | Endodontic sprays
42151913 | Dental fluoride trays | New
42151914 | Teeth cleaning device accessories | New
42152000 | Dental imaging equipment and supplies
42152001 | Bite wing holders
42152001 | Bite wing holders
42152002 | Dental bite blocks or wings or tabs
42152002 | Dental bite blocks or wings or tabs
42152003 | Dental film processors
42152003 | Dental film processors
42152004 | Dental radiology film hangers
42152004 | Dental radiology film hangers
42152005 | Dental radiology film holders
42152005 | Dental radiology film holders
42152006 | Dental radiology film mounts
42152006 | Dental radiology film mounts
42152007 | Dental x ray duplicators
42152007 | Dental x ray duplicators
42152008 | Dental x ray units
42152008 | Dental x ray units
42152009 | Dental x ray viewers |  | Accessories - see new codes in this group
42152009 | Dental x ray viewers or accessories
42152010 | Dental radiology films
42152010 | Dental radiology film
42152011 | Dental x ray film adapters
42152011 | Dental x ray film adapters
42152012 | Dental x ray apparatus parts or kits or accessories
42152012 | Dental x ray apparatus parts or kits or accessories
42152013 | Dental radiography film analyzers
42152013 | Dental radiography film analyzers
42152014 | Dental radioactive tracers
42152014 | Dental radioactive tracers
42152015 | Dental shade scanners | New
42152016 | Dental x ray viewer accessories | New
42152017 | Dental cone beams | New
42152018 | Caries electrical detection devices | New
42152100 | Dental impression and forming equipment and supplies
42152101 | Dental casting rings or related supplies
42152101 | Dental casting rings or related supplies
42152102 | Dental formers
42152102 | Dental formers
42152103 | Dental impression tray adhesives
42152103 | Dental impression tray adhesives
42152104 | Dental impression tray cleaners
42152104 | Dental impression tray cleaners
42152105 | Dental impression trays
42152105 | Dental impression trays
42152106 | Dental plaster knives
42152106 | Dental plaster knives
42152107 | Dental waxing instruments
42152107 | Dental waxing instruments
42152108 | Dental impression material syringes
42152108 | Dental impression material syringes or accessories
42152109 | Dental impression material water baths
42152109 | Dental impression material water baths or accessories
42152110 | Dental marking devices
42152110 | Dental marking devices
42152111 | Dental impression material hardeners
42152111 | Dental impression material hardeners
42152112 | Dental drying instruments |  | Accessories - see new codes in this group
42152112 | Dental drying instruments or accessories
42152113 | Denture base forming kits
42152113 | Denture base forming kits
42152114 | Dental impression materials delivery kits |  | Accessories - see new codes in this group
42152114 | Dental impression materials delivery kits
42152115 | Dental impression baskets or bins
42152115 | Dental impression baskets
42152116 | Dental burnout casting posts | New
42152117 | Denture ruga patterns | New
42152118 | Dental drying instrument accessories | New
42152119 | Dental impression material syringe accessories | New
42152120 | Dental impression material water bath accessories | New
42152200 | Dental laboratory and sterilization equipment and supplies
42152201 | Dental foils
42152201 | Dental foils
42152202 | Dental laboratory air abrasion units
42152202 | Dental laboratory air abrasion units
42152203 | Dental laboratory burners or torches
42152203 | Dental laboratory burners or torches
42152204 | Dental laboratory casting machines |  | Accessories - see new codes in this group
42152204 | Dental laboratory casting machines or its parts or accessories
42152205 | Dental laboratory curing units
42152205 | Dental laboratory curing units
42152206 | Dental laboratory dies
42152206 | Dental laboratory dies
42152207 | Dental laboratory dust collectors
42152207 | Dental laboratory dust collectors
42152208 | Dental laboratory engines |  | Accessories - see new codes in this group
42152208 | Dental laboratory engines or accessories
42152209 | Dental laboratory furnaces
42152209 | Dental laboratory furnaces
42152210 | Dental laboratory gold platers
42152210 | Dental laboratory gold platers or supplies
42152211 | Dental laboratory lathes |  | Accessories - see new codes in this group
42152211 | Dental laboratory lathes or accessories
42152212 | Dental laboratory model trimmers |  | Accessories - see new codes in this group
42152212 | Dental laboratory model trimmers or accessories
42152213 | Dental laboratory models
42152213 | Dental laboratory models
42152214 | Dental laboratory plaster traps
42152214 | Dental laboratory plaster traps
42152215 | Dental laboratory sandblasters
42152215 | Dental laboratory sandblasters or supplies
42152216 | Dental laboratory soldering machines
42152216 | Dental laboratory soldering machines or supplies
42152217 | Dental laboratory vacuum units
42152217 | Dental laboratory vacuum units or supplies
42152218 | Dental laboratory vibrators
42152218 | Dental laboratory vibrators
42152219 | Dental laboratory waxing units
42152219 | Dental laboratory waxing units
42152220 | Dental stones
42152220 | Dental stones
42152221 | Dental laboratory model protectors or cases
42152221 | Dental laboratory model protectors or cases |  | See - 42171921
42152222 | Crucibles for dental casting machines
42152222 | Crucibles for dental casting machines
42152223 | Dental resins processing units |  | Accessories - see new codes in this group
42152223 | Dental resins processing units or accessories
42152224 | Dental laboratory flasks
42152224 | Dental laboratory flasks
42152225 | Dental casting fluxes | New
42152226 | Dental casting mixers | New
42152227 | Dental laboratory air abrasion unit accessories | New
42152228 | Dental laboratory bench blocks | New
42152229 | Dental laboratory ejectors | New
42152230 | Denture grinding and polishing machines | New
42152231 | Denture grinding and polishing machine accessories | New
42152232 | Dental laboratory soldering blowpipes | New
42152233 | Dental laboratory model trimmer accessories | New
42152234 | Dental airbrushes | New
42152235 | Dental laboratory casting machine accessories | New
42152236 | Dental laboratory sandblaster supplies | New
42152237 | Dental laboratory soldering machine supplies | New
42152238 | Dental laboratory vacuum unit supplies | New
42152239 | Dental laboratory engine accessories | New
42152240 | Dental resins processing unit accessories | New
42152241 | Dental laboratory lathe accessories | New
42152242 | Dental laboratory curing unit accessories | New
42152300 | Dental lasers and illumination and fiber optic equipment and supplies
42152301 | Dental lasers
42152301 | Dental lasers
42152302 | Dentoscopes
42152302 | Dentoscopes
42152303 | General dental lights |  | Accessories - see new codes in this group
42152303 | General dental lights or its accessories
42152304 | Intraoral lights
42152304 | Intraoral lights
42152305 | Tripods for dental operating lights | Obsolete | See 42152310
42152306 | Dental fiber optic lights or accessories | Obsolete | See 42152310
42152307 | Dental operating illumination sets | Obsolete | See 42152310
42152308 | Dental ultraviolet detectors | New
42152309 | Caries detection devices | New
42152310 | General dental light accessories | New
42152311 | Caries detection device accessories | New
42152400 | Dental materials
42152401 | Alloys for dental amalgam | Obsolete | See 42152471 - 42152485
42152402 | Athletic mouth protector materials
42152402 | Athletic mouth protector materials
42152403 | Cast cobalt chromium molybdenum alloys for dental implants | Obsolete | See 42152471 - 42152485
42152404 | Combined reversible irreversible hydrocolloid impression materials | Obsolete | See 42152471 - 42152485
42152405 | Crown or bridge plastics
42152405 | Crown or bridge plastics
42152406 | Dental abrasive pastes | Obsolete | See 42152471 - 42152485
42152407 | Dental abrasive powders | Obsolete | See 42152471 - 42152485
42152408 | Dental absorbent points | Obsolete | See 42152471 - 42152485
42152409 | Dental agar impression materials | Obsolete | See 42152471 - 42152485
42152410 | Dental alginate impression materials | Obsolete | See 42152471 - 42152485
42152411 | Dental base metal casting alloys | Obsolete | See 42152471 - 42152485
42152412 | Dental baseplate or casting waxes or shellacs
42152412 | Dental baseplate waxes
42152413 | Dental brazing alloys | Obsolete | See 42152471 - 42152485
42152414 | Dental casting alloys | Obsolete | See 42152471 - 42152485
42152415 | Dental ceramics
42152415 | Dental ceramics
42152416 | Dental duplicating materials | Obsolete | See 42152471 - 42152485
42152417 | Dental ethyl silicate investments | Obsolete | See 42152471 - 42152485
42152418 | Dental gypsum products
42152418 | Dental gypsum products
42152419 | Dental impression paste zinc oxide eugenol materials | Obsolete | See 42152471 - 42152485
42152420 | Dental inlay casting waxes | Obsolete | See 42152471 - 42152485
42152421 | Dental mercury | Obsolete | See 42152471 - 42152485
42152422 | Dental obturating points | Obsolete | See 42152471 - 42152485
42152423 | Dental pit or fissure sealants
42152423 | Dental pit or fissure sealants
42152424 | Dental cements
42152424 | Dental water based cements
42152425 | Denture resins
42152425 | Denture base resins
42152426 | Denture base temporary relining resins | Obsolete | See 42152471 - 42152485
42152427 | Denture cold curing repair resins | Obsolete | See 42152471 - 42152485
42152428 | Direct filling resins | Obsolete | See 42152471 - 42152485
42152429 | Elastomeric dental impression materials | Obsolete | See 42152471 - 42152485
42152430 | Endodontic filling materials | Obsolete | See 42152471 - 42152485
42152431 | Extraoral maxillofacial prosthesis elastomers | Obsolete | See 42152471 - 42152485
42152432 | Gypsum bonded casting Investments for dental gold alloys | Obsolete | See 42152471 - 42152485
42152433 | Intraoral dental radiographic film | Obsolete | See 42152471 - 42152485
42152434 | Dental amalgamators
42152434 | Dental amalgamators
42152435 | Orthodontic elastomeric materials
42152435 | Orthodontic elastomeric materials
42152436 | Phosphate bonded investments | Obsolete | See 42152471 - 42152485
42152437 | Porcelain teeth | Obsolete | See 42152471 - 42152485
42152438 | Refractory die materials
42152438 | Refractory die materials
42152439 | Resilient lining materials for removable dentures | Obsolete | See 42152471 - 42152485
42152440 | Soldering investments | Obsolete | See 42152471 - 42152485
42152441 | Synthetic polymer teeth | Obsolete | See 42152471 - 42152485
42152442 | Unalloyed titanium for dental implants | Obsolete | See 42152471 - 42152485
42152443 | Zinc oxide eugenol and non eugenol cements | Obsolete | See 42152471 - 42152485
42152444 | Gingival retraction liquids
42152444 | Gingival retraction liquid
42152445 | Tooth facing or backing sets
42152445 | Tooth facing or backing sets
42152446 | Dental cavities lining or thinner materials or sets
42152446 | Dental cavities lining or thinner materials or sets
42152447 | Dental stains or supplies
42152447 | Dental stains or supplies
42152449 | Dental impression material catalysts
42152449 | Dental impression material catalysts
42152450 | Dental instrument cleaning compounds
42152451 | Dental pressure indicating compounds
42152451 | Dental pressure indicating compounds
42152452 | Dental paste kits
42152452 | Dental pastes insulating kits or accessories
42152453 | Dental restorative compounds
42152453 | Dental restorative compounds
42152454 | Dental pulp protectors
42152454 | Dental pulp protectors
42152455 | Stands or holders for dental abrasive products | Obsolete | See 42152925
42152456 | Dental masking agents
42152456 | Dental masking agents
42152457 | Dental cementing kits
42152457 | Dental cementing kits
42152458 | Dental die spacers
42152458 | Dental die spacers
42152459 | Endodontic post kits | Obsolete | See 42152471 - 42152485
42152460 | Denture coating compounds
42152460 | Denture coating compounds
42152461 | Coating compounds for dental models
42152461 | Coating compounds for dental models
42152462 | Denture reliner kits
42152462 | Denture reliner kits
42152463 | Dental wax solvents
42152463 | Dental wax solvents
42152464 | Dental implant kits
42152464 | Kits for dental implants
42152465 | Dental lubricants
42152465 | Dental lubricants
42152466 | Material fit checkers
42152466 | Material fit checker
42152468 | Dental impression material mixers
42152468 | Electrically operated alginate dental impression material mixer
42152469 | Electrically operated rubber based dental impression material mixer | Obsolete | See 42152471 - 42152485
42152470 | Orthodontic appliance resins
42152470 | Resin for orthodontic appliance
42152471 | Dental casting pattern wetting agents | New
42152472 | Dental implant overdenture kits | New
42152473 | Dental porcelain bonding ceramic primers | New
42152474 | Dental porcelain bonding luting materials | New
42152475 | Dental porcelain release agents | New
42152476 | Endodontic kits | New
42152477 | Gutta percha | New
42152478 | Denture liners | New
42152479 | Dental alloys | New
42152480 | Dental impression materials | New
42152481 | Dental abrasive pastes and powders | New
42152482 | Dental investments | New
42152483 | Dental points | New
42152484 | Preformed teeth | New
42152485 | Denture adhesives | New
42152500 | General dental supplies
42152501 | Dental preassembled disposable kits or trays
42152501 | Dental preassembled disposable kits or trays
42152502 | Dental bibs
42152502 | Dental bibs
42152503 | Dental dam supplies
42152503 | Dental dam supplies
42152504 | Dental dressings
42152504 | Dental dressings
42152505 | Dental examination chair headrest covers
42152505 | Dental examination chair headrest covers
42152506 | Dental absorbent pellets
42152506 | Dental absorbent pellets
42152507 | Dental rolls
42152507 | Dental rolls
42152508 | Dental syringes or needles or syringes with needles
42152508 | Dental syringes or needles or syringes with needles
42152509 | Disposable dental tray covers
42152509 | Disposable dental tray covers
42152510 | Cases or covers for dental instruments or sets | Obsolete
42152511 | Dental dishes
42152511 | Dental dishes
42152512 | Dental tongs
42152512 | Dental tongs
42152513 | Dental measuring cups
42152513 | Dental measuring cups
42152514 | Dental waste containers or accessories | Obsolete
42152516 | Dental mixing bowls
42152516 | Dental mixing bowls
42152517 | Dental napkin holders or dispensers
42152517 | Dental napkin holders or dispensers
42152518 | Dental materials dispensers
42152518 | Dental materials dispensers
42152519 | Dental syringe accessory kits
42152519 | Dental syringe accessory kits
42152520 | Dental cuspidors
42152520 | Dental cuspidors
42152521 | Pantographs
42152521 | Pantograph
42152522 | Over the counter denture repair kits | New
42152600 | Dental operatory specific supplies
42152601 | Dental operatory articulating papers or related products
42152601 | Dental operatory articulating papers or related products
42152602 | Dental operatory infection control barriers
42152602 | Dental operatory infection control barriers
42152603 | Dental operatory retention pins or related products
42152603 | Dental operatory retention pins or related products
42152604 | Dental operatory retraction cords
42152604 | Dental operatory retraction cords
42152605 | Dental sialography sets
42152605 | Dental sialography sets
42152606 | Dental splints or sets
42152606 | Dental splints or sets
42152607 | Dental instruments rings
42152607 | Dental instruments rings
42152608 | Orthodontic ligature cartridges
42152608 | Orthodontic ligature cartridges
42152609 | Dental grooved pins | New
42152610 | Dental thread-forming pin kits | New
42152700 | Orthodontic and prosthodontic equipment and supplies
42152701 | Dental articulators
42152701 | Dental articulators or accessories
42152702 | Dental hemostatic solutions | Obsolete | See 42152719 - 42152723
42152703 | Dental pins or posts or related supplies | Obsolete | See 42152719 - 42152723
42152704 | Dental retainers
42152704 | Dental retainers
42152705 | Orthodontic appliance clasps
42152705 | Orthodontic appliance clasps
42152706 | Orthodontic brackets
42152706 | Orthodontic brackets
42152707 | Orthodontic buccal tubes
42152707 | Orthodontic buccal tubes
42152708 | Orthodontic coil springs
42152708 | Orthodontic coil springs
42152709 | Orthodontic elastics
42152709 | Orthodontic elastics
42152710 | Orthodontic elastomerics
42152710 | Orthodontic elastomerics
42152711 | Orthodontic expansion screws
42152711 | Orthodontic expansion screws
42152712 | Orthodontic molar bands
42152712 | Orthodontic molar bands
42152713 | Orthodontic pliers
42152713 | Orthodontic pliers
42152714 | Orthodontic retainer cases
42152714 | Orthodontic retainer cases
42152715 | Orthodontic setter bands
42152715 | Orthodontic setter bands
42152716 | Orthodontic stops or locks
42152716 | Orthodontic stops or locks
42152717 | Orthodontic wires
42152717 | Orthodontic wire
42152718 | Orthodontic archwires
42152718 | Orthodontic archwire
42152719 | Dental coil springs | New
42152720 | Dental ligature bands | New
42152721 | Dental lingual bars | New
42152722 | Orthodontic band drivers or pushers or setters | New
42152723 | Dental articulator accessories | New
42152800 | Periodontal equipment and supplies |  | There is a significant number of new codes for this Class, the supplier might want to relook at the codes they have used
42152801 | Periodontal chisels
42152801 | Periodontal chisels
42152802 | Periodontal files
42152802 | Periodontal files
42152803 | Periodontal hoes
42152803 | Periodontal hoes
42152804 | Periodontal implant to bone interface testing instruments
42152804 | Periodontal implant to bone interface testing instruments
42152805 | Periodontium control instruments
42152805 | Periodontium control instruments
42152806 | Periodontal tissue dissectors
42152806 | Periodontal tissue dissectors
42152807 | Periodontal protective pastes
42152807 | Periodontal protective pastes
42152808 | Periodontal curettes
42152808 | Periodontal curettes
42152809 | Periodontal knives
42152809 | Periodontal knives
42152810 | Periodontal membranes
42152810 | Periodontal membranes
42152811 | Periodontal acrylic testing rods | New
42152901 | Attachments or replacement parts for dental instruments | New
42152902 | Bands for dental matrix | New
42152903 | Dental anesthesia accessories | New
42152904 | Dental anesthesia electrodes or refills | New
42152905 | Dental buccal holders | New
42152906 | Dental bur holders | New
42152907 | Dental cutting or separating discs | New
42152908 | Dental drill bits | New
42152909 | Dental finger protectors | New
42152910 | Dental handpiece accessories | New
42152911 | Dental instrument cassettes | New
42152912 | Dental instrument sharpening accessories | New
42152913 | Dental instrument trays or tubs | New
42152914 | Dental instrument mats | New
42152915 | Dental mirror or mirror handle accessories | New
42152916 | Dental mixing bags | New
42152917 | Dental saliva ejector or oral suction device accessories | New
42152918 | Dental scaler accessories | New
42152919 | Dental tubing | New
42152920 | Dental wire holders | New
42152921 | Disk guards | New
42152922 | Electrode gel for pulp testers | New
42152923 | Endodontic root canal gun accessories | New
42152924 | Endodontic stops | New
42152925 | Holders for mixing pads or slabs | New
42152926 | Hydrokinetic dental system accessories | New
42152927 | Instrument rolls for dental instruments or accessories | New
42152928 | Orthodontic vibration device accessories | New
42152930 | Refills or refill kits for dental post systems | New
42152931 | Dental tubing accessories | New
42152932 | Endodontic stop accessories | New
42152933 | Orthodontic vibration device | New
42153001 | Dental anesthesia sets | New
42153002 | Dental matrices or sets | New
42153003 | Dental operative kits or trays | New
42153004 | Dental pressure indicating kits | New
42153005 | Dental restorative kits | New
42153006 | Dental wedges or sets | New
42153007 | Gingivectomy surgical instrument sets | New
42153008 | Glossectomy surgical instrument sets | New
42153009 | Pulpectomy surgical instrument sets | New
42153010 | Pulpotomy surgical instrument sets | New
42153011 | Ripping tooth parts kits | New
42160000 | Dialysis equipment and supplies
42161500 | Peritoneal and equilibrium dialysis equipment and supplies
42161501 | Continuous ambulatory peritoneal dialysis CAPD transfer sets
42161501 | Continuous ambulatory peritoneal dialysis CAPD transfer sets
42161502 | Peritoneal dialysate warmers
42161502 | Peritoneal dialysate warmers
42161503 | Peritoneal dialysis administration sets
42161503 | Peritoneal dialysis administration or catheterization sets
42161504 | Peritoneal dialysis catheter adapters or clamps or connectors
42161504 | Peritoneal dialysis catheter adapters or clamps or connectors
42161505 | Peritoneal dialysis drainage bags or containers
42161505 | Peritoneal dialysis drainage bags or containers
42161506 | Peritoneal dialysis catheters or indwelling access devices
42161506 | Peritoneal dialysis shunts or catheters or indwelling access devices
42161507 | Peritoneal dialysis solutions
42161507 | Peritoneal dialysis solutions
42161508 | Peritoneal dialysis unit straps or harnesses
42161508 | Peritoneal dialysis unit straps or harnesses
42161509 | Peritoneal dialysis units or cyclers
42161509 | Peritoneal dialysis units
42161510 | Peritoneal lavage kits
42161510 | Peritoneal lavage kits
42161511 | Acute peritoneal dialysis procedural sets | New
42161512 | Peritoneal dialysis catheter extensions | New
42161513 | Peritoneal dialysate filters | New
42161514 | Peritoneal semi-automatic dialysate delivery systems | New
42161515 | Peritoneal shunt adaptors | New
42161516 | Peritoneal dialysis catheter storage garments | New
42161517 | Peritoneal dialysis cassettes | New
42161518 | Peritoneal dialysis disconnect caps | New
42161519 | Peritoneal dialysis catheter caps | New
42161520 | Peritoneal dialysis solutions with manual exchange tubing | New
42161600 | Extracorporeal hemodialysis equipment and supplies |  | There is a significant number of new codes for this Class, the supplier might want to relook at the codes they have used
42161601 | Hemodialysis administration kits or sets
42161601 | Hemodialysis administration kit or set
42161602 | Hemodialysis blood bag samplers
42161602 | Hemodialysis blood bag samplers
42161603 | Hemodialysis blood oxygen demand apparatus
42161603 | Hemodialysis blood oxygen demand apparatus
42161604 | Hemodialysis chairs
42161604 | Hemodialysis chairs
42161605 | Hemodialysis dialysate conductivity meters
42161605 | Hemodialysis dialysate conductivity meters
42161606 | Hemodialysis dialysate level detectors
42161606 | Hemodialysis dialysate level detectors
42161607 | Hemodialysis dialysate pressure pumps
42161607 | Hemodialysis dialysate pressure pumps
42161608 | Hemodialysis dialysate solutions
42161608 | Hemodialysis dialysate solutions
42161609 | Hemodialysis dialysate tanks
42161609 | Hemodialysis dialysate tanks
42161610 | Hemodialysis dialysate tubing
42161610 | Hemodialysis dialysate tubing
42161611 | Hemodialysis dialysate warming baths
42161611 | Hemodialysis dialysate warming baths
42161612 | Hemodialysis dialyzer celluloid filters
42161612 | Hemodialysis dialyzer celluloid filters
42161613 | Hemodialysis dialyzer collodion filters
42161613 | Hemodialysis dialyzer collodion filters
42161614 | Hemodialysis dialyzer hollow filament filters
42161614 | Hemodialysis dialyzer hollow filament filters
42161615 | Hemodialysis dialyzer reprocessing systems
42161615 | Hemodialysis dialyzer reprocessing systems
42161616 | Hemodialysis unit air bubble or foam or clot detectors or traps or alarms
42161616 | Hemodialysis unit air bubble or foam or clot detectors or traps or alarms
42161617 | Hemodialysis unit arterial pressure monitors
42161617 | Hemodialysis unit arterial pressure monitors
42161618 | Hemodialysis unit blood line clamps
42161618 | Hemodialysis unit blood line clamps
42161619 | Hemodialysis unit blood port caps
42161619 | Hemodialysis unit blood port caps
42161620 | Hemodialysis unit blood pumps
42161620 | Hemodialysis unit blood pumps
42161621 | Hemodialysis unit dialysate port caps
42161621 | Hemodialysis unit dialysate port caps
42161622 | Hemodialysis unit disinfectants or cleansers
42161622 | Hemodialysis unit disinfectants or cleansers
42161623 | Hemodialysis unit heparin infusion pumps
42161623 | Hemodialysis unit heparin infusion pumps
42161624 | Hemodialysis unit single needle controllers
42161624 | Hemodialysis unit single needle controllers
42161625 | Hemodialysis unit single pass converters
42161625 | Hemodialysis unit single pass converters
42161626 | Hemodialysis unit stands or supports or carts | Obsolete | See 42192410
42161627 | Hemodialysis unit temperature monitors
42161627 | Hemodialysis unit temperature monitors
42161628 | Hemodialysis unit test equipment
42161628 | Hemodialysis unit test equipment
42161629 | Hemodialysis unit transducer filters
42161629 | Hemodialysis unit transducer filters
42161630 | Hemodialysis unit transducer protectors
42161630 | Hemodialysis unit transducer protectors
42161631 | Hemodialysis unit water purification systems
42161631 | Hemodialysis unit water purification systems
42161632 | Hemodialysis units
42161632 | Hemodialysis units
42161633 | Hemodialysis apparatus dialyzer membranes
42161633 | Hemodialysis apparatus dialyzer membranes
42161634 | Hemodialysis procedure trays
42161634 | Hemodialysis procedure trays or accessories
42161635 | Hemodialysis apparatus cartridges
42161635 | Hemodialysis apparatus cartridges
42161636 | Blood leak detectors | New
42161637 | Blood pump inserts | New
42161638 | Central multiple patient dialysate delivery systems | New
42161639 | Dialysate delivery system disinfectants | New
42161640 | Dialysate reagent test strips for disinfectant residuals | New
42161641 | Dialysis standard solution conductivity test kits | New
42161642 | Dialysis ties | New
42161643 | Dialyzer holder sets | New
42161644 | Hemodialysis infusion or syringe pumps | New
42161645 | Hemodialysis catheter cannula connectors | New
42161646 | Hemodialysis declotting trays | New
42161647 | Hemodialysis dialysate coil canisters | New
42161648 | Hemodialysis positioning aids | New
42161649 | Hemodialysis system remote accessories | New
42161650 | Hemodialysis systems for home use | New
42161651 | Hemodialysis unit single needle pump sets | New
42161652 | Hemodialysis water manometers | New
42161653 | Negative-pressure dialysis control stations | New
42161654 | Hemodialysis parallel flow dialyzers | New
42161655 | Physiological pressure transducer protectors | New
42161656 | Hemodialysis proportioning subsystems | New
42161657 | Remote hemodialysis system accessories | New
42161658 | Dialysis tie guns | New
42161659 | Hemodialysis catheters | New
42161660 | Hemodialysis procedure tray accessories | New
42161700 | Hemofiltration equipment and supplies
42161701 | Hemofilters
42161701 | Hemofilter
42161702 | Hemofiltrate collection bags
42161702 | Hemofiltrate collection bags
42161703 | Hemofiltration infusion ports
42161703 | Hemofiltration infusion ports
42161704 | Hemofiltration sampling ports
42161704 | Hemofiltration sampling ports
42161800 | Continuous renal replacement therapy CRRT equipment and supplies
42161801 | Continuous arteriovenous dialysis CAVHD units or related products
42161801 | Continuous arteriovenous dialysis CAVHD units or related products
42161802 | Continuous arteriovenous hemofiltration CAVH units or related products
42161802 | Continuous arteriovenous hemofiltration CAVH units or related products
42161803 | Continuous venovenous hemofiltration or hemodialysis units or related products
42161803 | Continuous venovenous hemofiltration or hemodialysis units or related products
42161804 | Slow continuous ultrafiltration SCUF units or related products
42161804 | Slow continuous ultrafiltration SCUF units or related products
42161805 | Gastroenterology-urology vessel dilators | New
42161806 | Sorbent hemoperfusion apparatus | New
42161900 | Therapeutic apheresis equipment and supplies
42161901 | Therapeutic apheresis procedure kits
42161901 | Therapeutic apheresis procedure kit
42161902 | Therapeutic apheresis anti-stick needles | New
42161903 | Therapeutic apheresis concentration monitors | New
42161904 | Therapeutic apheresis machine bearing holders | New
42161905 | Therapeutic apheresis machine blood bags | New
42161906 | Therapeutic apheresis machine centrifuge collars | New
42161907 | Therapeutic apheresis machine centrifuge latching pins | New
42161908 | Therapeutic apheresis machine centrifuge tubes | New
42161909 | Therapeutic apheresis machine filters | New
42161910 | Therapeutic apheresis machine pump cartridges | New
42161911 | Therapeutic apheresis machine return chamber air detectors | New
42161912 | Therapeutic apheresis machine return chambers | New
42161913 | Therapeutic apheresis machine tubing | New
42161914 | Therapeutic apheresis machine valves | New
42161915 | Therapeutic apheresis machine waste divert lines | New
42161916 | Therapeutic apheresis machines | New
42170000 | Emergency and field medical services products
42171500 | Emergency medical services disaster management products
42171501 | Mobile medical services disaster body pouches
42171501 | Emergency medical services disaster body pouches
42171502 | Mobile medical services triage tags
42171502 | Emergency medical services triage tags
42171503 | Patient holding or evacuation system heater units | New
42171504 | Patient holding or evacuation system heater unit accessories | New
42171505 | Waveform capnography time and volumetric monitors | New
42171600 | Emergency medical services extricating and immobilizing and transporting products
42171601 | Mobile medical services air evacuation stretchers | New
42171601 | Air evacuation stretchers or accessories
42171602 | Mobile medical services ambulance cots | New
42171602 | Ambulance cots or accessories
42171603 | Mobile medical service anti shock garments | New
42171603 | Anti shock garments
42171604 | Mobile medical services basket stretchers | New
42171604 | Basket stretchers or accessories
42171605 | Mobile medical services cinch rescue loops | New
42171605 | Cinch rescue loops
42171606 | Mobile medical services air splints
42171606 | Emergency medical services air splints
42171607 | Mobile medical services cervical or extrication collars
42171607 | Emergency medical services cervical or extrication collars
42171608 | Mobile medical services head immobilizers
42171608 | Emergency medical services head immobilizers
42171609 | Mobile medical services restraint or spine board straps
42171609 | Emergency medical services restraint or spine board straps
42171610 | Mobile medical services torso immobilizers
42171610 | Emergency medical services torso immobilizers
42171611 | Mobile response litters
42171611 | Emergency response litters or stretchers or accessories
42171612 | Mobile medical services scoop stretchers
42171612 | Scoop stretchers or accessories
42171613 | Mobile medical services spine boards
42171613 | Spine boards
42171614 | Mobile medical services water rescue tubes or cans
42171614 | Water rescue tubes or cans
42171615 | Mobile medical services air evacuation stretcher accessories | New
42171616 | Mobile medical services ambulance cot accessories | New
42171617 | Mobile medical services basket stretcher accessories | New
42171618 | Mobile response litter accessories | New
42171619 | Mobile medical services scoop stretcher accessories | New
42171700 | Emergency medical services blankets
42171701 | Mobile or rescue blankets
42171701 | Emergency or rescue blankets
42171702 | Mobile medical services first aid blankets | New
42171702 | First aid blankets
42171703 | Mobile medical services heat shielding wraps or blankets
42171703 | Emergency medical services heat shielding wraps or blankets
42171704 | Mobile medical services infant swaddlers or buntings
42171704 | Emergency medical services infant swaddlers or buntings
42171800 | Emergency medical services airway management equipment
42171801 | Mobile medical services anesthesiology oropharyngeal airways
42171801 | Emergency medical services oropharyngeal airway or intubation kits
42171802 | Emergency medical services laryngoscope kits | Obsolete | See 42272001
42171803 | Emergency medical services suction units or accessories | Obsolete | See 42293501
42171804 | Emergency medical services tracheal tube or cricothyrotomy kits | Obsolete
42171805 | Jaw spreaders
42171805 | Jaw spreaders
42171806 | Seizure sticks | Obsolete
42171807 | Mobile medical services heimlich maneuver assist devices | New
42171808 | Mobile medical services non-suction antichoke devices | New
42171809 | Mobile medical services suction antichoke devices | New
42171810 | Mobile medical services oxygen generators | New
42171900 | Medical equipment bags and cases and carriers and related products | v19
42171901 | Emergency medical services airway management bags | Obsolete | See - 42172011
42171902 | Emergency medical services defibrillator cases | Obsolete | See - 42172011
42171903 | Emergency medical services drug cases | Obsolete | See - 42172011
42171904 | Emergency medical services extrication products cases or bags | Obsolete | See - 42172011
42171905 | Emergency medical services intravenous IV cases | Obsolete | See - 42172011
42171906 | Emergency medical services intubation cases | Obsolete | See - 42172011
42171907 | Emergency medical services laryngoscope bags | Obsolete | See - 42272018
42171908 | Emergency medical services life support cases | Obsolete | See - 42172011
42171909 | Emergency medical services long distance response LDR trauma packs | Obsolete | See - 42172011
42171910 | Emergency medical services paramedic cases | Obsolete | See - 42172011
42171911 | Emergency medical services portable oxygen or resuscitation cases | Obsolete | See - 42172011 or 42272306 or 42192428
42171912 | Emergency medical services rescue bags or cases | Obsolete | See - 42172011
42171913 | Emergency medical services response cases or bags | Obsolete | See - 42172011
42171914 | Emergency medical services trauma cases or bags | Obsolete | See - 42172011
42171915 | Emergency medical technician EMT cases or bags | Obsolete | See - 42172011
42171916 | Emergency medical services immobilization set carrying or storage cases | Obsolete | See - 42172011
42171917 | Emergency medical services first aid kit cases or bags or accessories | Obsolete | See - 42172011
42171918 | Emergency medical services gas casualty treatment set cases | Obsolete | See - 42172011
42171919 | Emergency medical services evacuation bags or liners | Obsolete | See - 42172011
42171920 | Emergency medical services clothing cases or accessories | Obsolete | See 42171923
42171921 | Case for medical instrument sets | New | Accessories - see 42171924
42171922 | Cases for splints | New
42171923 | Case for medical clothing | New
42171924 | Case for medical instrument set accessories | New
42172000 | Emergency and field medical services kits |  | "Emergency" has been replaced by "Mobile" Medical Services
42172001 | Mobile medical services first aid kits
42172001 | Emergency medical services first aid kits
42172002 | Mobile medical services first response kits
42172002 | Emergency medical services first response kits
42172003 | Mobile medical service intravenous IV kits
42172003 | Emergency medical service intravenous IV kit
42172004 | Mobile medical services life support kits
42172004 | Emergency medical services life support kits
42172005 | Mobile medical services long distance response LDR trauma kits
42172005 | Emergency medical services long distance response LDR trauma kits
42172006 | Mobile medical services obstetrics kits
42172006 | Emergency medical services obstetrics kits
42172007 | Emergency medical services oxygen or resuscitation kits | Obsolete | See - 42172011 or 42272306 or 42192428
42172008 | Mobile medical services rappel kits
42172008 | Emergency medical services rappel kits
42172009 | Mobile medical services search and rescue kits
42172009 | Emergency medical services search and rescue kits
42172010 | Mobile medical services trauma kits
42172010 | Emergency medical services trauma kits
42172011 | Mobile medical technician EMT kits
42172011 | Emergency medical technician EMT kits
42172012 | Emergency medical services ventriculostomy kits | Obsolete | See - 42172011
42172013 | Emergency medical services evacuation kits | Obsolete | See - 42172011
42172014 | Mobile medical services patient transport kits or supplies
42172014 | Emergency medical services patient transport kits or supplies
42172015 | Mobile medical services dental treatment kits
42172015 | Emergency medical services dental treatment kits
42172016 | Mobile medical services fracture kits
42172016 | Emergency medical services fracture kits
42172017 | Mobile medical services field medical or laboratory medical equipment kits or related products
42172017 | Field medical or laboratory medical equipment kits or related products
42172018 | Gastric lavage kit | Obsolete | See - 42172011
42172100 | Emergency medical services resuscitation products
42172101 | Mobile medical services automated external defibrillators AED or hard paddles | New | "Emergency" has been replaced by "Mobile" Medical Services
42172101 | Automated external defibrillators AED or hard paddles
42172102 | Cardiopulmonary resuscitation CPR protective shields or masks | Obsolete | See 42272308
42172103 | Mobile resuscitator or aspirator kits
42172103 | Emergency resuscitator or aspirator kits
42172104 | Mobile medical services cardio pulmonary resuscitation CPR boards | New | "Emergency" has been replaced by "Mobile" Medical Services
42172104 | Cardio pulmonary resuscitation CPR boards
42172105 | Mobile medical service automated external defibrillator AED accessories | New | "Emergency" has been replaced by "Mobile" Medical Services
42172105 | Automated external defibrillator AED accessories
42172106 | Mobile medical services manual resuscitators or ventilators | New | "Emergency" has been replaced by "Mobile" Medical Services
42172107 | Mobile medical services powered resuscitators or ventilators | New | "Emergency" has been replaced by "Mobile" Medical Services
42172200 | Emergency medical services supplies | Obsolete
42172201 | Emergency medical services tourniquets or clamps | Obsolete
42180000 | Patient exam and monitoring products
42181500 | Diagnostic assessment and exam products for general use
42181500 | Diagnostic assessment and exam products for general use | v19
42181501 | Tongue depressors or blades or sticks
42181501 | Tongue depressors or blades or sticks
42181502 | Medical exam transilluminators
42181502 | Medical exam transilluminators
42181503 | Exam or personal lubricants or jellies
42181503 | Exam or personal lubricants or jellies
42181504 | Hemacytometer sets
42181504 | Hemacytometer sets
42181505 | Endometrial cell sampler sets
42181505 | Endometrial cell sampler sets or accessories
42181506 | Sexual assault determination kits
42181506 | Sexual assault determination kits
42181507 | Medical examining mirror headbands |  | Accessories - see 42181543
42181507 | Medical examining mirror headbands or accessories
42181508 | Cleaning wipes for diagnostic equipment
42181508 | Cleaning wipes for diagnostic equipment
42181509 | Flight surgeon physical examination sets
42181509 | Flight surgeon physical examination sets
42181510 | Transcuteanous jandice measures
42181510 | Transcutaneous jaundice meters
42181511 | Male impotence gages
42181511 | Male impotence gages
42181512 | Typhoid carrier examination spoons
42181512 | Typhoid carrier examination spoons
42181513 | Sinus irrigation kits
42181513 | Sinus irrigation kits
42181514 | Hemoglobin photometers
42181514 | Hemoglobin photometers
42181515 | Exam procedure trays
42181515 | Exam procedure trays
42181516 | Electromyography EMG units
42181516 | Electromyography EMG units or accessories
42181518 | Case for medical instrument set or its accessories | Obsolete | See - 42171921
42181519 | Drop carrier | Obsolete
42181520 | Intrathoracic pressure meters
42181520 | Intrathoracic pressure meter
42181521 | Spinal fluid pressure monitors
42181521 | Spinal fluid pressure monitor
42181522 | Gait analysis apparatus
42181522 | Apparatus for gait analysis
42181523 | Isokinetic testing and evaluation systems
42181523 | Isokinetic testing and evaluation system
42181524 | Rigidity analyzers | New
42181524 | Rigidity analyzer
42181525 | Ataxiagraphs
42181525 | Ataxiagraph
42181526 | Algesimeter | Obsolete
42181527 | Medical dynamometers
42181527 | Medical dynamometer
42181528 | Skin electrical resistance measuring devices
42181528 | Skin resistance measuring device
42181529 | Esthesiometers
42181529 | Esthesiometer
42181530 | Iontophoresis sweat induction systems
42181530 | Iontophoresis sweat induction system
42181531 | Skin electrical conductivity measuring instrument | Obsolete | See - 42181528
42181532 | Galvanic skin response measurement | Obsolete | See - 42181528
42181533 | Nerve conduction velocity measurement devices
42181533 | Nerve conduction velocity measurement device
42181534 | Electroglottographs
42181534 | Electroglottograph
42181535 | Physiological electronic signal conditioners
42181535 | Physiological electronic signal conditioner
42181536 | Caries electrical detection device | Obsolete
42181537 | Dental bite force measuring instrument | Obsolete
42181538 | Dental occlusal sound measuring device | Obsolete | See 42293603 or 42293605
42181539 | Obstetric-gynecologic uterine electromyographic monitors | New
42181540 | Body plethysmographs | New
42181541 | Electromyograph electrodes or sets | New
42181542 | Electromyography EMG unit accessories | New
42181543 | Medical examining mirror headband accessories | New
42181544 | Gustometers | New
42181545 | Endometrial cell sampler set accessories | New
42181600 | Blood pressure units and related products
42181601 | Aneroid blood pressure units
42181601 | Aneroid blood pressure units
42181602 | Electronic blood pressure units
42181602 | Electronic blood pressure units
42181603 | Mercury blood pressure units
42181603 | Mercury blood pressure units
42181604 | Blood pressure air release valves or inflation bulbs
42181604 | Blood pressure air release valves or inflation bulbs
42181605 | Blood pressure cuffs or bladders
42181605 | Blood pressure cuff or bladder
42181606 | Blood pressure inflation hoses or pneumatic hoses or adapters
42181606 | Blood pressure inflation hoses or pneumatic hoses or adapters
42181607 | Blood pressure recording units
42181607 | Blood pressure recording units
42181608 | Blood pressure measuring instruments accessories
42181608 | Blood pressure measuring instrument accessories
42181609 | Blood pressure monitor dome kits
42181609 | Blood pressure monitor dome kits
42181610 | Blood pressure cuff kits
42181610 | Blood pressure cuff kits
42181611 | Central venous pressure CVP manometers
42181611 | Central venous pressure CVP manometer
42181612 | Blood pressure mobile stand | Obsolete | See 42181608
42181700 | Electrocardiography EKG units and related products
42181701 | Electrocardiography EKG units
42181701 | Electrocardiography EKG units
42181702 | Electrocardiography EKG adapters or cables or leads
42181702 | Electrocardiography EKG adapters or cables or leads
42181703 | Electrocardiography EKG cable or lead or unit testers
42181703 | Electrocardiography EKG cable or lead or unit testers
42181704 | Electrocardiography EKG calipers or rulers
42181704 | Electrocardiography EKG calipers or rulers
42181705 | Electrocardiography EKG graphic recorders
42181705 | Electrocardiography EKG graphic recorders
42181706 | Electrocardiography EKG monitor screens
42181706 | Electrocardiography EKG monitor screens
42181707 | Electrocardiography EKG neonatal strap or ring electrodes
42181707 | Electrocardiography EKG neonatal strap or ring electrodes
42181708 | Electrocardiography EKG electrode patches
42181708 | Electrocardiography EKG electrode patch
42181710 | Electrocardiography EKG surface electrode testers
42181710 | Electrocardiography EKG surface electrode testers
42181711 | Electrocardiography EKG telephony transmitter or receiver systems
42181711 | Electrocardiography EKG telephone transmitter or receiver systems
42181712 | Electrocardiography EKG unit analyzers
42181712 | Electrocardiography EKG unit analyzers
42181713 | Long term continuous electrocardiography EKG or holter monitoring systems
42181713 | Long term continuous electrocardiography EKG or holter monitoring systems
42181714 | Electrocardiography EKG monitor accessory kits | Obsolete | See individual accessory by name or 42181716
42181715 | Electrode solutions or creams
42181715 | Electrode solutions or creams
42181716 | Electrocardiography EKG accessories
42181716 | Electrocardiography EKG accessories
42181717 | Electrocardiography EKG electrode bulbs
42181717 | Electrocardiography EKG electrode bulbs
42181718 | Electrocardiography EKG recording pens
42181718 | Electrocardiography EKG recording pens
42181719 | Electrocardiography EKG transmitters or telemetry devices |  | Accessories - see 42181724
42181719 | Electrocardiography EKG transmitter or telemetry or accessories
42181720 | Stress exercise monitoring systems
42181720 | Stress exercise monitoring system
42181721 | Sphygmographs
42181721 | Sphygmograph
42181722 | Pulse wave analyzers
42181722 | Pulse wave analyzer
42181723 | Electrocardiography EKG recording papers | New
42181724 | Electrocardiography EKG transmitter or telemetry accessories | New
42181800 | Pulse oximeters
42181801 | Pulse oximeter units
42181801 | Pulse oximeter units
42181802 | Pulse oximeter cables
42181802 | Pulse oximeter cables
42181803 | Pulse oximeter probes or sensors
42181803 | Pulse oximeter probe or sensor
42181804 | Pulse oximeter probe or sensor accessories
42181804 | Pulse oximeter probe or sensor accessories
42181805 | Pulse oximeter unit accessories
42181805 | Pulse oximeter unit accessories
42181900 | Acute care monitoring units and related products
42181900 | Acute care monitoring units and related products | v19
42181901 | Acute care fetal or maternal monitoring units or accessories | Obsolete | See 42143120
42181902 | Intracranial pressure ICP monitoring units
42181902 | Intracranial pressure ICP monitoring units or accessories
42181903 | Cardiac output CO monitoring units
42181903 | Cardiac output CO monitoring units or accessories
42181904 | Multiparameter vital sign units
42181904 | Multiparameter vital sign unit or accessories
42181905 | Medical transducer monitor cables
42181905 | Medical transducer monitor cables
42181906 | Intrauterine pressure monitoring catheters | Obsolete | See 42143116
42181907 | Basal metabolism apparatus
42181907 | Basal metabolism apparatus
42181908 | Intracompartmental pressure monitoring sets
42181908 | Intracompartmental pressure monitoring sets or accessories
42181909 | Central venous glucose concentration monitors | New
42181910 | Transcervical intrauterine kits | Obsolete | See 42143118
42181911 | Fetal scalp electrode | Obsolete | See 42143121
42181912 | Fetal electroencephalographic monitor | Obsolete | See 42143123
42181913 | Tonometric gastric perfusion monitoring systems | New
42181914 | Trans-cranial doppler (TCD) microemboli monitors | New
42181915 | Intracompartmental pressure monitoring set accessories | New
42181916 | Cerebral oximeters | New
42181917 | Cerebral oximeter accessories | New
42181918 | Multiparameter vital sign unit accessories | New
42181919 | Intracranial pressure ICP monitoring unit accessories | New
42181920 | Cardiac output CO monitoring unit accessories | New
42181921 | Electrode recording or probe electrode recording catheters | New
42181922 | Impedance phlebographs | New
42181923 | Photoplethysmography multi-parameter sensors | New
42181924 | Photoplethysmography multi-parameter monitors | New
42182000 | Scopes and specula and accessories for medical exam diagnostic use
42182001 | Anal or rectal exam speculas
42182001 | Anal or rectal exam specula
42182002 | Anoscopes or proctoscopes | Obsolete | See 42296303 or 42296334
42182003 | Colposcopes or vaginoscopes
42182003 | Colposcopes or vaginoscopes or accessories
42182004 | Dermatoscopes
42182004 | Dermatoscopes
42182005 | Ophthalmoscopes or otoscopes or scope sets
42182005 | Ophthalmoscopes or otoscopes or scope sets
42182006 | Laryngeal or oropharyngeal exam speculas
42182006 | Laryngeal or oropharyngial exam specula
42182007 | Medical exam scope bulbs or lamps
42182007 | Medical exam scope bulbs or lamps
42182008 | Medical exam scope handles
42182008 | Medical exam scope handles or handle chargers
42182009 | Medical exam scope specula tips or specula tip dispensers
42182009 | Medical exam scope specula tips or specula tip dispensers
42182010 | Medical exam specula holders or stands
42182010 | Medical exam specula holders or stands
42182011 | Medical exam specula or dilator tips or tip dispensers
42182011 | Medical exam specula or dilator tips or tip dispensers
42182012 | Nasal exam specula or dilators
42182012 | Nasal exam specula or dilators
42182013 | Vaginal exam speculas
42182013 | Vaginal exam specula
42182014 | Otoscope or opthalmoscope accessories | Obsolete | See 42182005
42182015 | Otoscope speculums
42182015 | Otoscope speculums
42182016 | Nasopharyngoscopes or accessories | Obsolete | See 42296326
42182017 | Ear specula sets
42182017 | Ear specula sets
42182018 | Bronchoscopes or accessories | Obsolete | See 42296305
42182019 | Dilator kits | Obsolete | See specific name of dilator - eg Surgical, Endoscopic
42182020 | Angioscopes or accessories | Obsolete | See 42296302
42182021 | Medical exam protective caps or covers | New
42182022 | Medical exam slit caps | New
42182023 | Medical exam scope or specula charging bases or stands | New
42182024 | Medical exam scope or specula transformers | New
42182025 | Dermatoscopy oils | New
42182100 | Stethoscopes and related products
42182101 | Electronic stethoscopes
42182101 | Electronic stethoscopes or accessories
42182102 | Hand held dopplers
42182102 | Hand held doppler or accessories
42182103 | Medical acoustic stethoscopes
42182103 | Medical acoustic stethoscope or accessory
42182104 | Stethoscope head
42182104 | Stethoscope head
42182105 | Stethoscope head covers
42182105 | Stethoscope head covers
42182106 | Stethoscopic phonocardiographs
42182106 | Stethoscopic phonocardiographs
42182107 | Stethoscope headsets
42182107 | Stethoscope headsets
42182108 | Patient thermoregulators | Obsolete | no replacement
42182109 | Stethoscope head diaphragms | New
42182110 | Stethoscope ear tips | New
42182111 | Stethoscope earpieces | New
42182112 | Stethoscope earpiece-tubings | New
42182113 | Stethoscope covers | New
42182114 | Stethoscope identification tags or devices | New
42182200 | Medical thermometers and accessories
42182201 | Electronic medical thermometers
42182201 | Electronic medical thermometers
42182202 | Fiberoptic medical thermometers
42182202 | Fiberoptic medical thermometers
42182203 | Medical thermometer carrying cases or covers
42182203 | Medical thermometer carrying cases or covers
42182204 | Medical thermometer racks
42182204 | Medical thermometer racks
42182205 | Medical thermometer tip or probe covers
42182205 | Medical thermometer tip or probe covers
42182206 | Mercury medical thermometers
42182206 | Mercury medical thermometers
42182207 | Patient temperature continuous or trend monitors
42182207 | Patient temperature continuous or trend monitors
42182208 | Patient temperature strips
42182208 | Patient temperature strips
42182209 | Thermometer probes
42182209 | Thermometer probes
42182210 | Non mercury glass medical thermometers
42182210 | Non mercury glass medical thermometer
42182211 | Infrared thermography systems
42182211 | Infrared thermography system
42182212 | Liquid crystal thermometer | Obsolete | No replacement - obsolete item
42182213 | Exhaled breath thermometers | New
42182300 | Neurological exam products
42182301 | Medical diagnostic pinwheels
42182301 | Medical diagnostic pinwheels
42182302 | Reflex hammers or mallets
42182302 | Reflex hammers or mallets
42182303 | Neuropsychiatry exam cards
42182303 | Neuropsychiatry exam cards
42182304 | Psychological examination medical equipment sets
42182304 | Psychodiagnostic test sets or kits
42182306 | Neurological discriminators
42182306 | Neurological discriminators
42182307 | Neurological pins
42182307 | Neurological pins
42182308 | Electroencephalograph EEGs
42182308 | Electroencephalograph EEG or accessories
42182310 | Electromyographs | Obsolete | See 42181516
42182311 | Neurologic sensors
42182311 | Neurologic sensor
42182312 | Electromyograph electrodes or sets | Obsolete | See 42181541
42182313 | Neurological diagnostic sets
42182313 | Neurological diagnostic sets
42182314 | Biofeedback devices
42182314 | Biofeedback device
42182315 | Electroencephalographic spectrum analysers
42182315 | Electroencephalographic spectrum analyser
42182316 | Evoked response detectors
42182316 | Evoked response detector
42182317 | Alpha wave monitors | New
42182318 | Cortical electrodes | New
42182319 | Electroencephalograph EEG electrodes | New
42182320 | Encephalogram telemetry systems | New
42182321 | Evoked response stimulators | New
42182322 | Brain hematoma detectors | New
42182323 | Neurology tremor transducers | New
42182324 | Physiological signal amplifiers indicates a product used as in a medical setting | New
42182325 | Physiological signal conditioners | New
42182326 | Electroencephalograph EEG accessories | New
42182327 | Thesiometers | New
42182400 | Hearing testing products
42182401 | Audiometers
42182401 | Audiometers or accessories
42182402 | Audiometric bone vibrators or middle ear analyzers
42182402 | Audiometric bone vibrators or middle ear analyzers
42182403 | Audiometric booths or acoustic hearing test chambers
42182403 | Audiometric booths or acoustic hearing test chambers
42182404 | Auditory function screening unit calibration sets
42182404 | Auditory function screening unit calibration sets
42182405 | Auditory function screening units
42182405 | Auditory function screening units
42182406 | Auditory test graphic recorders
42182406 | Auditory test graphic recorders
42182407 | Ear fenestrometers
42182407 | Ear fenestrometers
42182408 | Electrocochleographs
42182408 | Electrocochleographs
42182409 | Hearing aid analyzers or test systems
42182409 | Hearing aid analyzers or test systems
42182410 | Medical tuning fork cases
42182410 | Medical tuning fork cases
42182411 | Medical tuning fork hammers
42182411 | Medical tuning fork hammers
42182412 | Medical tuning forks
42182412 | Medical tuning forks
42182413 | Medical tuning fork sets
42182413 | Medical tuning fork sets
42182414 | Tinnitus analyzers
42182414 | Tinnitus analyzers
42182415 | Toynbee diagnostic tubes
42182415 | Toynbee diagnostic tubes
42182416 | Tympanometers
42182416 | Tympanometers or accessories
42182417 | Audiometer ribbons
42182417 | Audiometer ribbons
42182418 | Fenestrometer guides
42182418 | Fenestrometer guides
42182419 | Hearing control apparatus
42182419 | Hearing control apparatus
42182420 | Aural probes
42182420 | Aural probes
42182421 | Ear plug gages
42182421 | Ear plug gages or accessories
42182422 | Ear inflating bags
42182422 | Ear inflating bags
42182423 | Audiometric testing electronic noise generators | New
42182424 | Hearing aid test tips | New
42182425 | Ear plug gage accessories | New
42182426 | Audiometer accessories | New
42182427 | Tympanometer accessories | New
42182500 | Nasal function meters
42182501 | Olfactometers
42182501 | Olfactometers
42182502 | Nasal flowmeters or rhinoanemometers
42182502 | Nasal flowmeters or rhinoanemometers
42182503 | Olfactory test kits | New
42182600 | Medical exam lights or lamps
42182601 | Freestanding medical exam lights or lamps
42182601 | Freestanding medical exam lights or lamps
42182602 | Installed medical exam lights or lamps
42182602 | Installed medical exam lights or lamps
42182603 | Medical exam or surgical headlights or headlamps |  | Accessories - use 42182606
42182603 | Medical exam headlights or headlamps or accessories
42182604 | Medical exam penlights or flashlights
42182604 | Medical exam penlights
42182605 | Ocular muscle testing lights | New
42182606 | Medical exam or surgical headlights or headlamp accessories | New
42182700 | Medical exam size measuring devices
42182701 | Goniometers or arthrometers
42182701 | Goniometers
42182702 | Medical tape measures
42182702 | Medical tape measures
42182703 | Patient height rulers
42182703 | Patient height rulers
42182704 | Skinfold calipers
42182704 | Skinfold calipers
42182705 | Body composition analyzers
42182705 | Body composition analyzer
42182706 | Wound measuring grids or devices
42182706 | Wound measuring grid or device
42182707 | Inclinometers
42182707 | Inclinometer
42182800 | Medical weight scales
42182801 | Diaper weight scales
42182801 | Diaper weight scales
42182802 | Infant scales
42182802 | Infant scales
42182803 | Patient bed or table scales for general use
42182803 | Patient bed or table scales for general use
42182804 | Patient chair scales
42182804 | Patient chair scales
42182805 | Patient floor scales
42182805 | Patient floor scales
42182806 | Patient sling scales
42182806 | Patient sling scales
42182807 | Wheelchair platform scales
42182807 | Wheelchair platform scales
42182808 | Covers or liners for weighing scales
42182808 | Covers or liners for weighing scales
42182900 | Specialty exam tables and related products
42182901 | Obstetrical or gynecological exam tables | Obsolete | See 42192702 Accessories See 42192701
42182902 | Obstetrical or gynecological exam table foot stirrups | Obsolete | See 42192701
42182903 | Pediatric examination tables | Obsolete | See 42192707 Accessories See 42192706
42182904 | Pediatric examination table restraint or measurement systems | Obsolete | See 42192706
42183000 | Ophthalmic diagnostic exam products
42183001 | Eye charts or vision cards
42183001 | Eye charts or vision cards
42183002 | Corneal topographers
42183002 | Corneal topographers
42183003 | Exophthalmometers
42183003 | Exophthalmometers
42183004 | Keratoscopes | Obsolete | See 42183501
42183005 | Ophthalmic colorimeters
42183005 | Ophthalmic colorimeters
42183006 | Ophthalmic distometers
42183006 | Ophthalmic distometers
42183007 | Ophthalmic drums or its accessories | Obsolete | See - 42183081
42183008 | Ophthalmic euthyscopes | Obsolete | See 42183502
42183009 | Ophthalmic eye test lenses
42183009 | Ophthalmic eye test lenses or accessories
42183010 | Ophthalmic lensometers
42183010 | Ophthalmic lensometers
42183011 | Ophthalmic perimeters
42183011 | Ophthalmic perimeters
42183012 | Ophthalmic photometers
42183012 | Ophthalmic photometers
42183013 | Ophthalmic prisms
42183013 | Ophthalmic prisms
42183014 | Ophthalmic retinoscopes | Obsolete | See 42183503
42183015 | Ophthalmic slit lamps
42183015 | Ophthalmic slit lamps
42183016 | Ophthalmic spectrophotometers
42183016 | Ophthalmic spectrophotometers
42183017 | Ophthalmic speculas
42183017 | Ophthalmic specula
42183018 | Ophthalmic tonometers
42183018 | Ophthalmic tonometers or accessories
42183019 | Ophthalmic transilluminators
42183019 | Ophthalmic transilluminators
42183020 | Ophthalmic visual field plotters
42183020 | Ophthalmic visual field plotters
42183021 | Ophthalmic visual function analyzers
42183021 | Ophthalmic visual function analyzers
42183022 | Ophthalmic visuometers
42183022 | Ophthalmic visuometers
42183023 | Ophthalmometers
42183023 | Ophthalmometers
42183024 | Ophthalmic instrument tables or accessories
42183024 | Ophthalmic instrument tables or accessories
42183026 | Ophthalmodynamometers
42183026 | Ophthalmodynamometers
42183027 | Tangent screen test objects kits |  | Accessories - see 42183091
42183027 | Tangent screen test objects kits or accessories
42183028 | Ophthalmic retinoscope accessories | Obsolete | See 42183504
42183029 | Phoropter units
42183029 | Phoropter units
42183030 | Eye occluders
42183030 | Eye occluders
42183031 | Pseudoisochromatic plate sets
42183031 | Pseudoisochromatic plate sets or accessories
42183032 | Tachistoscopes | Obsolete | See 42183505
42183033 | Spectacle fitting sets
42183033 | Spectacle fitting sets
42183034 | Vision testing stereoscopes
42183034 | Vision testing stereoscopes
42183035 | Keratometers
42183035 | Combination refractor keratometers
42183036 | Ophthalmometer accessories
42183036 | Opthalmometer base plates
42183037 | Chart projectors
42183037 | Chart projectors or accessories
42183038 | Ophthalmic instrument pads
42183038 | Ophthalmic instrument pads
42183039 | Ophthalmic lens holders
42183039 | Ophthalmic lens holders
42183040 | Opticians tools
42183040 | Opticians tools or accessories
42183041 | Color perception testing lanterns
42183041 | Color perception testing lanterns
42183042 | Depth perception apparatus
42183042 | Depth perception apparatus
42183043 | Ophthalmometer bulbs | Obsolete | See - 42183081
42183044 | Tangent screens
42183044 | Tangent screens
42183045 | Electroretinogram systems
42183045 | Electroretinogram systems
42183046 | Binocular vision test sets
42183046 | Binocular vision test sets or accessories
42183047 | Viewing stands for vision acuity testing
42183047 | Viewing stands for vision acuity testing
42183048 | Ophthalmic child fixation bars
42183048 | Ophthalmic child fixation bars
42183049 | Fundus camera | Obsolete | See - 42183403
42183050 | Nystagmographs
42183050 | Nystagmograph
42183051 | Pupilometers
42183051 | Pupillometer
42183052 | Nearpoint rulers
42183052 | Nearpoint ruler
42183053 | Interpupillary distance meters
42183053 | Interpupillary distance meter
42183054 | Ocular plethysmographs
42183054 | Ocular plethysmography
42183055 | Endothelial cell counters
42183055 | Endothelial cell counter
42183056 | Anterior camera | Obsolete | See - 42183401
42183057 | Eye movement monitors
42183057 | Eye movement monitor
42183058 | Visual field laser instruments
42183058 | Visual field laser instrument
42183059 | Photosimulators
42183059 | Photosimulator
42183060 | Schirmer strips
42183060 | Schirmer strip
42183061 | Ocular pressure applicators
42183061 | Ocular pressure applicator
42183062 | Iris camera | Obsolete | See - 42183404
42183063 | Ophthalmic electrolysis units
42183063 | Ophthalmic electrolysis unit
42183064 | Therapeutic contact lense | Obsolete | See - 42294541
42183065 | Diagnostic contact lenses
42183065 | Diagnostic contact lense
42183066 | Corneal camera | Obsolete | See - 42183402
42183067 | Ophthalmic diagnostic viewing exam lenses
42183067 | Ophthalmic diagnostic viewing exam lens
42183068 | Macular testers | New
42183069 | Caloric-air stimulators | New
42183070 | Caloric-water stimulators | New
42183071 | Corneal electrodes | New
42183072 | Ophthalmic measuring instruments | New
42183073 | Eye depressors and fixation picks | New
42183074 | Ophthalmic abberometers | New
42183075 | Ophthalmic fixation devices | New
42183076 | Ophthalmic instrument stands | New
42183077 | Optician anvils | New
42183078 | Ophthalmic refractometers | New
42183079 | Ophthalmic specular microscopes | New
42183080 | Ophthalmic trial frames and lenses | New
42183081 | Opticians tool accessories | New
42183082 | Pseudoisochromatic plate set accessories | New
42183083 | Binocular vision test set accessories | New
42183084 | Chart projector accessories | New
42183085 | Ophthalmic tonometer accessories | New
42183086 | Ophthalmic specular microscope accessories | New
42183087 | Ophthalmic stereopsis measuring instruments | New
42183088 | Ophthalmic stereopsis measuring instrument accessories | New
42183089 | Keratometer accessories | New
42183090 | Ophthalmic metal locators | New
42183091 | Tangent screen test objects kit accessories | New
42183100 | Taste function meters | Obsolete
42183101 | Gustometers | Obsolete | See - 42181544
42183200 | Allergy examining equipment and supplies
42183201 | Allergy detecting or testing instruments |  | Accessories - see 42183202
42183201 | Allergy detecting or testing instruments or accessories
42183202 | Allergy detecting or testing instrument accessories
42183300 | Ear nose throat ENT examining unit accessories and related products | Obsolete
42183301 | Ear nose throat ENT examining mirror accessories | Obsolete | See - 42143526
42183400 | Ophthalmic cameras | v19
42183401 | Anterior cameras | New
42183402 | Corneal cameras | New
42183403 | Fundus cameras | New
42183404 | Iris cameras | New
42183500 | Ophthalmic scopes | v19
42183501 | Keratoscopes | New
42183502 | Ophthalmic euthyscopes | New
42183503 | Ophthalmic retinoscopes | New
42183504 | Ophthalmic retinoscope accessories | New
42183505 | Tachistoscopes | New
42183506 | Tachistoscope accessories | New
42183507 | Haploscopes | New
42183508 | Pupillographs | New
42183509 | Skiascopic racks | New
42183510 | Anomaloscopes | New
42190000 | Medical facility products
42191500 | Medical facility materials handling and distribution equipment
42191501 | Clinical pneumatic tube systems
42191501 | Clinical pneumatic tube system
42191502 | Medicine trays or covers
42191502 | Medicine trays or covers
42191600 | Medical facility building systems
42191601 | Patient room lighting
42191601 | Patient room lighting or accessories
42191602 | Operating room lighting
42191602 | Operating room lighting or accessories
42191603 | Hospital equipment instrument panels
42191603 | Hospital equipment instrument panels
42191604 | Clinical monitor arms
42191604 | Clinical monitor arms
42191605 | Hospital equipment power columns
42191605 | Hospital equipment power columns
42191606 | Medical facility ceiling arms
42191606 | Medical facility ceiling arms
42191607 | Patient cubicle curtains or screens or curtain track hardware
42191607 | Patient cubicle curtains or screens or curtain track hardware
42191608 | Nursing controls or exit monitors
42191608 | Nursing controls or exit monitors
42191609 | Clinical headwall systems
42191609 | Clinical headwall systems
42191610 | Clinical modular caseworks
42191610 | Clinical modular casework
42191611 | Nurse communication modules or systems
42191611 | Nurse communication modules or systems
42191612 | Hospital intercom systems
42191612 | Hospital intercom systems
42191613 | Infant or child security transmitters
42191613 | Infant or child security transmitter
42191614 | Physiological monitor networks and communication systems | New
42191615 | General and plastic surgery fluorescein lighting | New
42191616 | Patient room lighting accessories | New
42191617 | Operating room lighting accessories | New
42191700 | Medical gas products
42191701 | Medical gas or electric service tracks
42191701 | Medical gas or electric service tracks
42191702 | Medical gas delivery columns
42191702 | Medical gas delivery columns
42191703 | Medical gas outlets
42191703 | Medical gas outlets
42191704 | Medical gas air compressor systems
42191704 | Medical gas air compressor systems
42191705 | Medical gas alarms
42191705 | Medical gas alarms
42191706 | Medical gas manifolds
42191706 | Medical gas manifold
42191707 | Medical vacuum systems
42191707 | Medical vacuum systems
42191708 | Medical air pressure control cabinets
42191708 | Medical air pressure control cabinets
42191709 | Medical gas shutoff valves or valve boxes
42191709 | Medical gas shutoff valves or valve boxes
42191710 | Medical gas cylinder carts or stands |  | Accessories - see 42191712
42191710 | Medical gas cylinder carts or stands or accessories
42191711 | Surgical compressed air tanks |  | Accessories - use 42191713
42191711 | Surgical compressed air tanks or accessories
42191712 | Medical gas cylinder carts or stand accessories | New
42191713 | Surgical compressed air tank accessories | New
42191800 | Patient beds and accessories
42191801 | Overbed tables |  | Accessories - use 42191818
42191801 | Overbed tables or accessories
42191802 | Clinical incubators or infant warmers
42191802 | Clinical incubators or infant warmers
42191803 | Clinical bassinets or cribs or pediatric beds
42191803 | Clinical bassinets or cribs or pediatric beds or accessories
42191804 | Medical or surgical bedside rails
42191804 | Medical or surgical bedside rails
42191805 | Medical suspended columns
42191805 | Medical suspended columns
42191806 | Clinical trapeze bars
42191806 | Clinical trapeze bars
42191807 | Patient care beds for general use |  | Accessories - use 42191815
42191807 | Patient care beds or accessories for general use
42191808 | Patient care beds for specialty care |  | Accessories - use 42191815
42191808 | Patient care beds or accessories for specialty care
42191810 | Patient care mattresses |  | Accessories - use 42191816
42191810 | Patient care mattresses or accessories
42191811 | Infant positioning cradles
42191811 | Infant positioning cradles
42191812 | Infant incubator supply kits
42191812 | Infant incubator supply kits
42191813 | Patient care cot covers
42191813 | Patient care cot covers
42191814 | Clinical incubator or infant warmer accessories
42191814 | Clinical incubator or infant warmer accessories
42191815 | Patient care bed accessories | New
42191816 | Patient care mattress accessories | New
42191817 | Clinical bassinet or crib or pediatric bed accessories | New
42191818 | Overbed table accessories | New
42191819 | Patient positioners for general purposes | New
42191820 | Pediatric positioners | New
42191900 | Clinical cabinetry
42191901 | Bedside clinical cabinets |  | Accessories - use 42191912
42191901 | Bedside clinical cabinets or accessories
42191902 | Hospital armoires
42191902 | Hospital armoires
42191903 | Medical monitor cabinets
42191903 | Medical monitor cabinets
42191904 | Narcotic cabinets or safes
42191904 | Narcotic cabinets or safes
42191905 | Medical treatment cabinets
42191905 | Medical treatment cabinets
42191906 | Blanket or solution warmer cabinets
42191906 | Blanket or solution warmer cabinets
42191907 | Medical or surgical instrument storage cabinets or chests | New | Accessories - use 42191914
42191907 | Medical instrument storage cabinets or chests
42191908 | Medical chart caddies |  | Accessories - see 42191913
42191908 | Medical chart caddies or accessories
42191909 | Computerized medication dispensing cabinets
42191909 | Computerized medication dispensing cabinet
42191910 | Medical equipment maintenance and repair tool kit chests | New
42191911 | Blood pressure mobile stands | New
42191912 | Bedside clinical cabinet accessories | New
42191913 | Medical chart caddy accessories | New
42191914 | Medical or surgical instrument storage cabinet or chest accessories | New
42192000 | Clinical procedure and examination tables
42192001 | Medical exam or procedure tables for general use
42192001 | Medical exam or procedure tables for general use
42192002 | Medical exam or procedure table accessories for general use excluding cover sheets
42192002 | Medical exam or procedure table accessories for general use excluding cover sheets
42192003 | Physical therapy massage tables
42192003 | Physical therapy massage table
42192004 | Decontamination tables | New
42192005 | Hospital diaper or dressing tables | New
42192006 | Hospital utility tables | New
42192100 | Clinical seating and stools and related products
42192101 | Blood drawing or phlebotomy chairs
42192101 | Blood drawing or phlebotomy chairs or accessories
42192102 | Hospital recliners
42192102 | Hospital recliners or accessories
42192103 | Patient chairs
42192103 | Patient chairs
42192104 | Medical stools or chairs
42192104 | Physician stools and accessories
42192106 | Medical facility visitor chairs
42192106 | Medical facility visitor chairs
42192107 | Clinical examination chairs
42192107 | Clinical examination chairs or accessories
42192108 | Hospital folding cots | New
42192109 | Blood drawing or phlebotomy chair accessories | New
42192110 | Hospital recliner accessories | New
42192111 | Medical stool or chair accessories | New
42192112 | Clinical examination chair accessories | New
42192200 | Patient transport products
42192201 | Patient transport trolleys
42192201 | Patient transport trolleys or accessories
42192202 | Gurneys or scissor lifts
42192202 | Gurneys or scissor lifts
42192203 | Geriatric chairs
42192203 | Geriatric chairs or accessories
42192204 | Patient transport incubators
42192204 | Patient transport incubators or accessories
42192205 | Patient scooter accessories
42192205 | Patient scooter accessories
42192206 | Patient scooters
42192206 | Patient scooters
42192207 | Patient stretchers
42192207 | Patient stretchers or stretcher accessories
42192208 | Wheelchair accessories
42192208 | Wheelchair accessories
42192209 | Wheelchair ramps
42192209 | Wheelchair ramps
42192210 | Wheelchairs
42192210 | Wheelchairs
42192211 | Patient shifting boards
42192211 | Patient shifting boards or accessories
42192212 | Patient transfer mats or sheets
42192212 | Patient transfer mat or sheet
42192213 | Patient holding or evacuation system heater unit or accessories | Obsolete | See 42171503
42192214 | Wheelchair lifts
42192214 | Wheelchair lift
42192215 | Patient transport isolation chambers | New
42192216 | Wheelchair cushions | New
42192217 | Patient transport trolley accessories | New
42192218 | Patient shifting board accessories | New
42192219 | Geriatric chair accessories | New
42192220 | Patient transport incubator accessories | New
42192221 | Patient stretcher accessories | New
42192300 | Patient lifts
42192301 | Patient lifts |  | Accessories - use 42192307
42192301 | Patient lifts or accessories
42192302 | Clinical hydraulic lifts |  | Accessories - use 42192308
42192302 | Clinical hydraulic lifts or accessories
42192303 | Patient suspended seats or slings
42192303 | Patient suspended seats or slings
42192304 | Patient ceiling hoists
42192304 | Patient ceiling hoists
42192305 | Infant slings |  | Accessories - use 42192306
42192305 | Infant slings or accessories
42192306 | Infant sling accessories | New
42192307 | Patient lift accessories | New
42192308 | Clinical hydraulic lift accessories | New
42192400 | Medical equipment transport and transfer products
42192401 | Emergency or resuscitation carts
42192401 | Emergency or resuscitation carts
42192402 | Diagnostic or monitoring equipment specific carts or stands
42192402 | Diagnostic or monitoring equipment specific carts
42192403 | Medical isolation carts
42192403 | Medical isolation carts
42192404 | Medical carts |  | Accessories - see 42192407
42192404 | Medical carts or accessories
42192405 | Irrigator mobile stands
42192405 | Irrigator mobile stands
42192406 | Urinal carrying carts
42192406 | Urinal carrying carts
42192407 | Medical cart accessories | New
42192408 | Bedpan carriers | New
42192409 | Cast or splint carts or stands | New
42192410 | Hemodialysis unit stands or supports or carts | New
42192411 | Traction weight storage carts or racks | New
42192412 | Surgical dressing carts | New
42192413 | Suture carts or racks | New
42192414 | Airway management bags | New
42192415 | Clothing cases | New
42192416 | Defibrillator cases | New
42192417 | Drug cases | New
42192418 | Evacuation bags or liners | New
42192419 | Extrication product cases or bags | New
42192420 | First aid kit cases or bags | New
42192421 | Gas casualty treatment set cases | New
42192422 | Immobilization set carrying or storage cases | New
42192423 | Intravenous IV cases | New
42192424 | Life support cases | New
42192425 | Long distance response LDR trauma cases or bags | New
42192426 | Medical equipment bag or case accessories | New
42192427 | Paramedic or emergency medical technician EMT cases or bags | New
42192428 | Portable oxygen or resuscitation cases | New
42192429 | Catheter carts | New
42192430 | Mobile traction carts | New
42192431 | Cases for postmortem surgical instruments | New
42192500 | Medical equipment protectors
42192501 | Medical equipment covers
42192501 | Medical equipment covers
42192502 | Medical equipment bags
42192502 | Medical equipment bags
42192600 | Medication dispensing and measuring devices and supplies
42192601 | Suppository molds
42192601 | Suppository molds
42192602 | Medication or pill dispensers |  | Accessories - use 42192614
42192602 | Medication or pill dispensers or accessories
42192603 | Medicine feeding cups or bottles |  | Accessories - use 42192615
42192603 | Medicine feeding cups or bottles or accessories
42192604 | Drug delivery systems |  | Accessories - use 42192616
42192604 | Drug delivery system or accessories
42192606 | Powder blowers
42192606 | Powder blower
42192607 | Analgesia infusion pumps | New
42192608 | Insulin delivery system pump cartridge kits | New
42192609 | Insulin delivery system pump infusion kits | New
42192610 | Insulin infusion pumps | New
42192611 | Ophthalmic infusion pumps | New
42192612 | Insulin infusion pump accessories | New
42192613 | Reconstitution piercing pins | New
42192614 | Medication or pill dispenser accessories | New
42192615 | Medicine feeding cup or bottle accessories | New
42192616 | Drug delivery system accessories | New
42192617 | Laryngeal sprays | New
42192618 | Intubation gel, jelly, or liquid lubricants | New
42192701 | Obstetrical or gynecological exam table accessories | New
42192702 | Obstetrical or gynecological exam tables | New
42192703 | Ophthalmic instrument table accessories | New
42192704 | Ophthalmic instrument tables | New
42192705 | Ophthalmic laboratory tables | New
42192706 | Pediatric examination table accessories | New
42192707 | Pediatric examination tables | New
42200000 | Medical diagnostic imaging and nuclear medicine products
42201500 | Medical computed tomography CT or CAT systems and related products
42201501 | Medical computed tomography CT or CAT stationary units |  | Accessories - see 42201515
42201501 | Medical computed tomography CT or CAT complete stationary unit installation
42201502 | Medical computed tomography CT or CAT mobile or transportable or van units
42201502 | Medical computed tomography CT or CAT mobile or transportable or van units
42201503 | Medical computed tomography CT or CAT 3 dimensional system components
42201503 | Medical computed tomography CT or CAT 3 dimensional system components
42201504 | Medical computed tomography CT or CAT bone mineral content components
42201504 | Medical computed tomography CT or CAT bone mineral content components
42201505 | Medical computed tomography CT or CAT consoles
42201505 | Medical computed tomography CT or CAT consoles
42201507 | Medical computed tomography CT or CAT helical system components
42201507 | Medical computed tomography CT or CAT helical system components
42201508 | Medical computed tomography CT or CAT monitors
42201508 | Medical computed tomography CT or CAT monitors
42201509 | Medical computed tomography CT or CAT power conditioners
42201509 | Medical computed tomography CT or CAT power conditioners
42201510 | Medical computed tomography CT or CAT quality assurance or calibration phantoms or devices
42201510 | Medical computed tomography CT or CAT quality assurance or calibration phantoms or devices
42201511 | Medical computed tomography CT or CAT scanners or tubes
42201511 | Medical computed tomography CT or CAT scanners or tubes
42201512 | Medical computed tomography CT or CAT tables or stands or chairs
42201512 | Medical computed tomography CT or CAT tables or stands or chairs
42201513 | Medical computed tomography CT or CAT ultrafast system components
42201513 | Medical computed tomography CT or CAT ultrafast system components
42201514 | Medical computed tomography CT or CAT bone mineral content densitometers | New
42201515 | Medical computed tomography CT or CAT unit accessories | New
42201600 | Medical magnetic resonance imaging MRI products
42201601 | Medical magnetic resonance imaging MRI stationary units
42201601 | Medical magnetic resonance imaging MRI complete stationary unit installation
42201602 | Medical magnetic resonance imaging MRI mobile or transportable or van systems
42201602 | Medical magnetic resonance imaging MRI mobile or transportable or van systems
42201603 | Medical magnetic resonance imaging MRI 3 dimensional system components
42201603 | Medical magnetic resonance imaging MRI 3 dimensional system components
42201604 | Medical magnetic resonance imaging MRI quality assurance or calibration phantoms or devices
42201604 | Medical magnetic resonance imaging MRI quality assurance or calibration phantoms or devices
42201605 | Medical magnetic resonance imaging MRI coils
42201605 | Medical magnetic resonance imaging MRI coils
42201607 | Medical magnetic resonance imaging MRI monitors
42201607 | Medical magnetic resonance imaging MRI monitors
42201608 | Medical magnetic resonance imaging MRI primary or remote or secondary consoles
42201608 | Medical magnetic resonance imaging MRI primary or remote or secondary consoles
42201609 | Medical magnetic resonance imaging MRI scanners
42201609 | Medical magnetic resonance imaging MRI scanners
42201610 | Medical magnetic resonance imaging MRI surgical instruments or guidance systems
42201610 | Medical magnetic resonance imaging MRI surgical instruments or guidance systems
42201611 | Medical magnetic resonance imaging MRI tables
42201611 | Medical magnetic resonance imaging MRI tables
42201612 | Nuclear magnetic resonance NMR spectroscopic systems | New
42201613 | Medical Magnetic resonance imaging MRI disposable kits | New
42201700 | Medical ultrasound and doppler and echo imaging products
42201701 | Cardiac ultrasound or doppler or echo units or cardioscopes | Obsolete | See 42201712
42201702 | Fetal or gynecological ultrasound or echo units | Obsolete | See 42293603 or 42293605
42201703 | Mammographic ultrasound or echo units | Obsolete | See 42293603 or 42293605
42201704 | Medical ultrasound bone densitometers
42201704 | Medical ultrasound bone densitometers
42201705 | Medical ultrasound or doppler or echocardiograph probe covers
42201705 | Medical ultrasound or doppler or echo probe covers
42201706 | Medical ultrasound or doppler or echocardiograph probes
42201706 | Medical ultrasound or doppler or echo probes
42201707 | Medical ultrasound or doppler or echocardiograph gel warmers
42201707 | Medical ultrasound or doppler or echo gel warmers
42201708 | Medical ultrasound or doppler or echocardiograph gels or transmission pads or lotions
42201708 | Medical ultrasound or doppler or echo gels
42201709 | Medical ultrasound or doppler or echocardiograph monitors
42201709 | Medical ultrasound or doppler or echo monitors
42201710 | Medical ultrasound or doppler or echocardiograph printers
42201710 | Medical ultrasound or doppler or echo printers
42201711 | Medical ultrasound or doppler or echocardiograph transducers or accessories
42201711 | Medical ultrasound or doppler or echo transducers or accessories
42201712 | Medical ultrasound or doppler or pulse echocardiograph or echocardiograph units for general diagnostic use |  | Accessories - see 42201725
42201712 | Medical ultrasound or doppler or pulse echo or echography units for general diagnostic use
42201713 | Medical ultrasound or doppler or echocardiograph three dimensional components |  | Accessories - see 42201724
42201713 | Medical ultrasound or doppler or echo three dimensional components
42201714 | Thesiometers | Obsolete | See 42182327
42201715 | Vaginal ultrasound or echo probes or accessories | Obsolete | See 42293603 or 42293605
42201716 | Vascular ultrasound units | Obsolete | See 42293603 or 42293605
42201717 | Medical ultrasound transmission pads | Obsolete | Accessories - see 42201724 or 42201725
42201718 | Medical ultrasound ophthalmic scanners
42201718 | Medical ultrasound ophthalmic scanners
42201719 | Medical ultrasound scanning lotions | Obsolete | See 42181503 or 42201711
42201720 | Echoencephalographs | New
42201721 | Medical ultrasound bone sonometers | New
42201722 | Echoencephalograph accessories | New
42201723 | Optical coherence tomography OCT imaging systems | New
42201724 | Medical ultrasound or doppler or echocardiograph transducer accessories | New | Duplicate - see 42201711
42201725 | Medical ultrasound or doppler or pulse echocardiograph or echocardiograph unit accessories | New
42201726 | Transoesophageal echocardiography (TEE) care monitors | New
42201727 | Acoustic holography imaging systems | New
42201800 | Medical diagnostic x ray products
42201801 | Cardiology x ray films | Obsolete | See 42201810
42201802 | Chest x ray equipment | Obsolete | See 42201815
42201803 | Mammography x ray units
42201803 | Mammography x ray equipment
42201804 | Medical c arm x ray units
42201804 | Medical c arm x ray units
42201805 | Medical cinefluoroscopy units
42201805 | Medical cine fluoroscopy equipment
42201806 | Medical radiology and fluoroscopy RF units
42201806 | Medical radiology and fluoroscopy RF equipment
42201807 | Medical radioisotope scanners
42201807 | Medical radioisotope scanners
42201808 | Medical x ray buckys
42201808 | Medical x ray buckys
42201809 | Medical imaging contrast agent injectors |  | Accessories - use 42201862
42201809 | Medical imaging contrast agent injectors or accessories
42201810 | Medical x ray films or cassettes
42201810 | Medical x ray film or cassette
42201811 | Medical x ray quality assurance or calibration devices
42201811 | Medical x ray quality assurance or calibration devices
42201812 | Medical x ray tables or stands or chairs or cabinets |  | Accessories - use 42201863
42201812 | Medical x ray tables or stands or chairs or cabinets or accessories
42201813 | Medical x ray tomography units
42201813 | Medical x ray tomography units
42201814 | Medical x ray tubes
42201814 | Medical x ray tubes
42201815 | Medical x ray units for general diagnostic use
42201815 | Medical x ray units for general diagnostic use
42201816 | Medical xeroradiography units
42201816 | Medical xeroradiography units
42201817 | X ray bone densitometers
42201817 | X ray bone densitometers
42201818 | Combination step wedges and spin tops for radiographic units
42201818 | Combination step wedges and spin tops for radiographic equipment
42201819 | Medical x ray film hangers |  | Accessories - see 42201865
42201819 | Medical x ray film hangers or its accessories
42201820 | Medical radiographic equipment grids
42201820 | Medical radiographic equipment grids
42201821 | Radiographic film cassette holders
42201821 | Radiographic film cassette holders
42201822 | Medical x ray equipment cases or covers in a medical setting |  | Accessories - see 42201861
42201822 | Medical x ray equipment cases or covers or accessories
42201823 | Medical x ray tube and transfomer units
42201823 | Medical x ray tube and transfomer unit
42201824 | Medical arthrography sets
42201824 | Medical arthrography sets
42201825 | Medical x ray apparatus tube inserts
42201825 | Medical x ray apparatus tube inserts
42201826 | Medical x ray apparatus repair kits
42201826 | Medical x ray apparatus repair kits
42201827 | Medical x ray darkroom tent repair kits
42201827 | Medical x ray darkroom tent repair kits
42201828 | Medical x ray apparatus filters
42201828 | Medical x ray apparatus filters
42201829 | Radiographic locators
42201829 | Radiographic locators
42201830 | Medical x ray intensifying screens
42201830 | Medical x ray intensifying screens
42201831 | Medical x ray films or cassettes masks
42201831 | Medical x ray films or cassettes masks
42201832 | Radiographic film or cassette covers
42201832 | Radiographic film or cassette covers
42201833 | Radiographic film or cassette changers
42201833 | Radiographic film or cassette changers
42201834 | Medical radiographic x ray apparatus rectifier assemblies
42201834 | Medical radiographic x ray apparatus rectifier assemblies
42201835 | Medical x ray apparatus tube unit assemblies
42201835 | Medical x ray apparatus tube unit assemblies
42201836 | Medical x ray apparatus compression band assemblies
42201836 | Medical x ray apparatus compression band assemblies
42201837 | Medical x ray water coolers
42201837 | Medical x ray water coolers
42201838 | Medical enteroclysis catheters or catheters kits
42201838 | Medical enteroclysis catheters or catheters kits
42201839 | Medical imaging procedure trays
42201839 | Medical imaging procedure trays
42201840 | Vascular sealing devices
42201840 | Vascular sealing devices
42201841 | Medical diagnostic x ray papers
42201841 | Medical diagnostic x ray papers
42201843 | Medical x ray skin markers
42201843 | Medical x ray skin marker
42201844 | Medical diagnostic x ray rulers
42201844 | Medical diagnostic x ray ruler
42201845 | Radiology film jacket or inserts or mailers
42201845 | Radiology film jacket or insert or mailer
42201846 | Radiographic and fluoroscopic x ray collimators
42201846 | Radiographic and fluoroscopic x ray collimator
42201847 | Mobile x ray systems
42201847 | Mobile x ray system
42201848 | Digital x ray imaging systems
42201848 | Digital x ray imaging system
42201849 | Fluorescent scanners
42201849 | Fluorescent scanner
42201850 | Nuclear tomography systems
42201850 | Nuclear tomography system
42201851 | Beta or gamma counters for clinical use
42201851 | Beta or gamma counter for clinical use
42201852 | Fluorescent screens
42201852 | Fluorescent screen
42201853 | Myelographic procedure sets
42201853 | Myelographic procedure set
42201854 | Spot film devices | New
42201855 | Medical x ray apertures and cone sets | New
42201856 | Radiographic Electrocardiograph ECG respirator synchronizers | New
42201857 | Mammography compression paddles | New
42201858 | Medical x ray apparatus cables and cable assemblies | New
42201859 | Nuclear uptake probes | New
42201860 | Nuclear electrocardiograph synchronization or trigger monitors | New
42201861 | Medical x ray equipment case or cover accessories | New
42201862 | Medical imaging contrast agent injector accessories | New
42201863 | Medical x ray table or stand or chair or cabinet accessories | New
42201864 | Medical radiological aerosol delivery systems | New
42201865 | Medical x ray film hanger accessories | New
42201900 | Medical x ray film illuminators and viewing equipment
42201901 | Medical x ray film hot spot lights
42201901 | Medical x ray film hot spot lights
42201902 | Medical x ray film large rack viewing systems
42201902 | Medical x ray film large rack viewing systems
42201903 | Medical x ray film view boxes
42201903 | Medical x ray film view boxes
42201904 | Medical x ray film illuminator windows or screens
42201904 | Medical x ray film illuminator windows or screens
42201905 | Medical x ray film transfer cases
42201905 | Medical x ray film transfer cases
42201906 | Medical x ray film illuminator clips
42201906 | Medical x ray film illuminator clips
42201907 | Medical x ray film stereoscopes
42201907 | Medical x ray film stereoscopes
42201908 | Medical fluoroscopic screen hoods
42201908 | Medical fluoroscopic screen hoods
42202000 | Medical diagnostic gamma cameras and related products
42202001 | Medical gamma cameras for general use
42202001 | Medical gamma cameras for general use
42202002 | Lymphatic mapping navigator systems
42202002 | Lymphatic mapping navigator systems or accessories
42202003 | Lymphatic mapping probes
42202003 | Lymphatic mapping probes
42202004 | Lymphatic mapping collimators
42202004 | Lymphatic mapping collimators
42202005 | Lymphatic mapping procedure packs
42202005 | Lymphatic mapping procedure pack
42202006 | Gamma bone densitometers
42202006 | Bone densitometer
42202007 | Medical gamma camera quality assurance or calibration devices | New
42202008 | Lymphatic mapping navigator system accessories | New
42202100 | Brachytherapy products
42202101 | Brachytherapy intracavity containers or seeds
42202101 | Brachytherapy intracavity containers or seeds
42202102 | Brachytherapy catheters or syringes or inserters or applicators
42202102 | Brachytherapy catheters or syringes or inserters or applicators
42202103 | Brachytherapy seed storage containers
42202103 | Brachytherapy seed storage containers
42202104 | Brachytherapy seed capture kits
42202104 | Brachytherapy seed capture kits
42202105 | Brachytherapy units
42202105 | Brachytherapy units
42202106 | Manual radionuclide applicator systems or guides
42202106 | Manual radionuclide applicator system
42202107 | Platinum titanium gold isotope needles | New
42202108 | Remote-controlled radionuclide applicator systems | New
42202200 | Gamma radiation therapy products
42202201 | Radiosurgical gamma knife collimators or helmets
42202201 | Radiosurgical gamma knife collimators or helmets
42202202 | Radiosurgical gamma knife units or scintillators
42202202 | Radiosurgical gamma knife units or scintillators
42202203 | Cushion sets for radiosurgical helmets
42202203 | Cushion sets for radiosurgical helmets
42202204 | Radionuclide rebreathing systems
42202204 | Radionuclide rebreathing system
42202205 | Radiation therapy beam shaping blocks
42202205 | Radiation therapy beam shaping block
42202300 | Medical linear accelerator intensity modulated radiation therapy IMRT products
42202301 | Medical linear accelerator intensity modulated radiation therapy IMRT two dimensional units |  | Accessories - use 42202304
42202301 | Medical linear accelerator intensity modulated radiation therapy IMRT two dimensional units
42202302 | Medical linear accelerator intensity modulated radiation therapy IMRT three dimensional units
42202302 | Medical linear accelerator intensity modulated radiation therapy IMRT three dimensional units
42202303 | Medical linear accelerator intensity modulated radiation therapy IMRT collimators
42202303 | Medical linear accelerator intensity modulated radiation therapy IMRT collimators
42202304 | Medical linear accelerator intensity modulated radiation therapy IMRT accessories | New
42202400 | Medical positron emission tomography PET equipment and related products
42202401 | Medical positron emission tomography PET units
42202401 | Medical positron emission tomography PET units
42202402 | Medical positron emission tomography PET unit accessories | New
42202500 | Medical single photon emission computed tomography SPECT equipment and related products
42202501 | Medical single photon emission computed tomography SPECT units
42202501 | Medical single photon emission computed tomography SPECT units
42202502 | Medical single photon emission computed tomography SPECT unit accessories | New
42202600 | Radioimmunotherapy and radioisotope administration products
42202601 | Thyroid irradiation therapy supplies
42202601 | Thyroid irradiation therapy supplies
42202602 | Test kits for radioimmunotherapy
42202602 | Test kits for radioimmunotherapy
42202603 | Radioimmunotherapy and radioisotope administration diagnostic dosing kits | New
42202604 | Radioimmunotherapy and radioisotope administration therapeutic dosing kits | New
42202700 | Radiotherapy teletherapy products
42202701 | Radiotherapy teletherapy cobalt 60 units
42202701 | Radiotherapy teletherapy cobalt 60 equipment
42202702 | Radiotherapy teletherapy linear accelerators
42202702 | Radiotherapy teletherapy linear accelerators
42202703 | Radiotherapy teletherapy orthovoltage x ray machines | Obsolete | See 42202706
42202704 | Radiotherapy teletherapy superficial x ray machines | Obsolete | See 42202706
42202705 | Radiology therapeutic x-ray collimators | New
42202706 | Radiology therapeutic x-ray units | New
42202707 | Radiology therapeutic x-ray unit accessories | New
42202900 | Low energy medical x ray equipment
42202901 | Low energy medical x ray units
42202901 | Low energy medical x ray units
42202902 | Low energy medical x ray unit accessories | New
42203000 | Medical linear accelerators and related products
42203001 | Mobile or transportable medical linear accelerators
42203001 | Mobile or transportable medical linear accelerators
42203002 | Medical linear accelerator accessories | New
42203003 | Stationary medical linear accelerators | New
42203100 | Radiobiological instruments | Obsolete | No replacement
42203101 | Radiobiological effect microdosimeters | Obsolete | No replacement
42203200 | Radiotherapy simulators
42203201 | X ray and fluoroscopy RF radiotherapy planning simulators
42203201 | X ray and fluoroscopy RF radiotherapy planning simulators
42203202 | Computed tomography CT or CAT radiotherapy simulators
42203202 | Computed tomography CT or CAT radiotherapy simulators
42203203 | Boron neutron capture therapy systems | New
42203300 | Medical stereotactic systems
42203301 | Frameless stereotactic therapy systems | Obsolete | See 42296615
42203302 | Stereotactic therapy headframes | Obsolete | See 42296613
42203303 | Stereotactic biopsy systems | Obsolete | See 42296607
42203400 | Vascular imaging and interventional cardiology and cardiac catheterization lab products
42203401 | Coronary stent | Obsolete | See 42295912
42203402 | Diagnostic or interventional vascular catheters for general use
42203402 | Diagnostic or interventional vascular catheters or sets
42203403 | Diagnostic or interventional vascular catheter introducers
42203403 | Diagnostic or interventional vascular catheter introducers or sets
42203404 | Vascular imaging guidewires
42203404 | Vascular imaging guidewire
42203405 | Angioplasty balloon catheters
42203405 | Angioplasty balloon catheter
42203406 | Removal devices of diagnostic or interventional vascular catheters
42203406 | Removal devices of diagnostic or interventional vascular catheters or sets
42203407 | Angiography contrast medium delivery sets
42203407 | Angiography contrast medium delivery set
42203408 | Cardiovascular sheath kits
42203408 | Cardiovascular sheath kits
42203409 | Angioscopic valvulotomes
42203409 | Angioscopic valvulotomes
42203410 | Cardiovascular catheter sheathes
42203410 | Cardiovascular catheter sheath
42203411 | Catheter carts | Obsolete | See 42192429
42203412 | Peripheral stent | Obsolete | See 42295911
42203413 | Vascular coils
42203413 | Vascular coil
42203414 | Vascular filters
42203414 | Vascular filter
42203415 | Cardiac catheterization lab equipment
42203415 | Cardiac catheterization lab equipment
42203416 | Cardiac ablation catheters
42203416 | Cardiac ablation catheter
42203417 | Endografts
42203417 | Endograft
42203418 | Artherectomy catheters
42203418 | Artherectomy catheter
42203419 | Biliary stent | Obsolete | See 42295910
42203420 | Vascular imaging snares
42203420 | Vascular imaging snare
42203421 | Diagnostic or interventional vascular trays or packs
42203421 | Diagnostic or interventional vascular tray or pack
42203422 | Embolization glues
42203422 | Embolization glue
42203423 | Embolization spheres
42203423 | Embolization sphere
42203424 | Arteriotomy site closure devices
42203424 | Arteriotomy site closure device
42203425 | Thrombectomy or embolectomy catheters
42203425 | Thrombectomy or embolectomy catheter or catheter set
42203426 | Angiography guidewire torque devices
42203426 | Angiography guidewire torque device
42203427 | Angiography introducer needles
42203427 | Angiography introducer needle
42203428 | Angiography control valves and hemostatic valves
42203428 | Angiography control valve and hemostatic valve
42203429 | Pericardiocentesis catheters
42203429 | Pericardiocentesis catheter
42203430 | Electrophysiology catheters
42203430 | Electrophysiology mapping catheter
42203431 | Catheter balloon repair kits | New
42203432 | Intravascular occluding catheters | New
42203433 | Angiography catheters | New
42203434 | Apex or vibro cardiographs | New
42203435 | Arteriotomy pressure point pads | New
42203436 | Cardiovascular angiographic injectors and syringes | New
42203437 | Cardiovascular catheter guidewire extensions | New
42203438 | Cardiovascular guidewire introducers | New
42203439 | Cardiovascular guidewire introducer kits | New
42203440 | Cardiovascular vessel dilators | New
42203441 | Intravascular ultrasound catheters | New
42203442 | Steerable catheter control systems | New
42203443 | Diagnostic or interventional vascular catheter sets for general use | New
42203444 | Diagnostic or interventional vascular catheter introducer sets | New
42203445 | Thrombectomy or embolectomy catheter sets | New
42203446 | Removal devices of diagnostic or interventional vascular catheter sets | New
42203447 | Cardiovascular catheterization kits or sets | New
42203500 | Cardiac pacemakers and related products
42203501 | Cardiac pacemaker generators or cardiac resynchronization therapy pacemakers CRT-P
42203501 | Cardiac pacemaker generator or cardiac resynchronization therapy pacemaker CRT-P
42203502 | Cardiac pacing leads or electrodes
42203502 | Cardiac pacing leads or electrodes or accessories
42203503 | Cardiac pacing lead introducers or sets
42203503 | Cardiac pacing lead introducers or sets
42203504 | Cardiac recorders
42203504 | Cardiac recorder
42203505 | Implantable cardioverter defibrillators ICD or cardiac resynchronization therapy defibrillators CRT-D
42203505 | Implantable cardioverter defibrillator ICD or cardiac resynchronization therapy defibrillator CRT-D
42203506 | Implantable cardiac defibrillator device ICD or cardiac resynchronization therapy defibrillator CRT D leads or electrodes
42203506 | Implantable cardiac defibrillator device ICD or cardiac resynchronization therapy defibrillator CRT D lead or electrode
42203507 | Cardiac pacemaker electrode function testers | New
42203508 | Cardiac pacing lead or electrode accessories | New
42203509 | Transvenous pacing catheters | New
42203510 | Transvenous pacing catheter kits or sets | New
42203600 | Medical radiological imaging information and archiving products
42203601 | Digital imaging network DIN system equipment
42203601 | Defense Digital Imaging Network DIN system equipment
42203602 | Digital imaging communications in medicine DICOM standard system equipment
42203602 | Digital Imaging Communications in Medicine DICOM standard system equipment
42203603 | Medical picture archiving computer systems PACS
42203603 | Medical picture archiving computer systems PACS
42203604 | Medical x ray film archiving system hardware | Obsolete | See - 42203609 to 42203613
42203605 | Medical x ray film archiving system software
42203605 | Medical x ray film archiving system software
42203606 | Teleradiography systems
42203606 | Teleradiography system
42203607 | Computer aided detection software
42203608 | Medical image digitizers | New
42203609 | Medical imaging information and archiving servers | New
42203610 | Medical imaging information and archiving remote viewing stations | New
42203611 | Medical imaging information and archiving secure networks | New
42203612 | Medical imaging information and archiving interoperability modules | New
42203613 | Medical imaging information and archiving workstations | New
42203700 | Medical imaging processing equipment and supplies
42203701 | Medical x ray film daylight stampers or identification printers
42203701 | Medical x ray film daylight stampers or identification printers
42203702 | Medical imaging wet darkroom or daylight processors
42203702 | Medical imaging wet darkroom or daylight processors
42203703 | Medical x ray passthrough boxes
42203703 | Medical x ray passthrough boxes
42203704 | Medical toners or developers
42203704 | Medical toners or developers
42203705 | Medical imaging dry laser printers or imagers
42203705 | Medical imaging dry laser printers or imagers
42203706 | Medical x ray film processing chemical kits
42203706 | Medical x ray film processing chemical kits
42203707 | Medical x ray darkroom accessories
42203707 | Medical x ray darkroom equipment or supplies
42203708 | Medical x ray film processing fixers
42203708 | Medical x ray film processing fixers
42203709 | Combination displays and printers for x ray system calibrator sets
42203709 | Combination displays and printers for x ray system calibrator sets
42203710 | Medical x ray film markers
42203710 | Medical x ray film markers
42203711 | Medical x ray film dryers | New
42203712 | Medical x ray temperature controllers | New
42203800 | Medical radiological positioning aids
42203801 | Medical computed tomography CT or CAT positioning aids
42203801 | Medical computed tomography CT or CAT positioning aids
42203802 | Medical magnetic resonance imaging MRI positioning aids
42203802 | Medical magnetic resonance imaging MRI positioning aids
42203803 | Medical radiological positioning aids for general radiological use
42203803 | Medical radiological positioning aids for general radiological use
42203804 | Radiation therapy positioning aids
42203804 | Radiation therapy positioning aid
42203805 | Light-beam patient position monitors | New
42203806 | Radiation therapy couches | New
42203900 | Medical radiation detection or monitoring products
42203901 | Medical radiation dosimeters |  | Accessories - see 42203905
42203901 | Medical radiation dosimeters
42203902 | Medical radiation films or badges
42203902 | Medical radiation films or badges
42203903 | Medical neutron radiation therapy systems
42203903 | Medical neutron radiation therapy system
42203904 | Nuclear sealed calibration sources | New
42203905 | Medical radiation dosimeter accessories | New
42203906 | Medical radiological wipe test counters | New
42203907 | Microbeam alpha particle and proton irradiation systems | New
42204000 | Medical radiological shielding and protection products
42204001 | Medical radiological shielding apron racks
42204001 | Medical radiological shielding apron racks
42204002 | Medical radiological shielding aprons or masks or drapes
42204002 | Medical radiological shielding aprons or masks or drapes
42204003 | Medical radiological shielding portable containers for radioactive materials
42204003 | Medical radiological shielding portable containers for radioactive materials
42204004 | Medical radiological shielding earplugs
42204004 | Medical radiological shielding earplugs
42204005 | Medical radiological shielding gloves
42204005 | Medical radiological shielding gloves
42204006 | Medical radiological shielding freestanding or portable screens or curtains
42204006 | Medical radiological shielding freestanding or portable screens
42204007 | Medical radiological shielding wall or ceiling or floor installed panels
42204007 | Medical radiological shielding wall or ceiling or floor installed panels
42204008 | Medical radiological shielding chambers or rooms or safes or cabinets
42204008 | Medical radiological shielding chambers or rooms or safes
42204009 | Medical radiological shielding eyewears
42204009 | Medical radiological shielding eyewear
42204010 | Medical radiological shielding bench-tops or workspaces | New
42204011 | Medical radiological dose calibrator shields | New
42204012 | Medical radiological dose calibrators | New
42204013 | Medical radiological dose-drawing frameworks or systems | New
42204014 | Medical radiological lead blocks or bricks | New
42204015 | Medical radiological lead foils or sheets | New
42204016 | Medical radiological lead-lined storage pigs | New
42204017 | Medical radiological needle or syringe or vial dippers | New
42204018 | Medical radiological translucent lead window panes | New
42204019 | Radiopharmaceutical label or marking or tracking systems | New
42204100 | Nuclear medicine hot lab equipment and related products
42204101 | Medical radiological syringe or vial shield or holders or carriers
42204101 | Syringe shield or holder or carrier
42204201 | Medical radiological nip-tongs | New
42204202 | Medical radiological rings | New
42204203 | Medical radiological rulers | New
42204301 | Medical radiological lung ventilation systems | New
42204302 | Medical radiological xenon trap monitors | New
42204303 | Medical radiological lung ventilation system accessories | New
42204304 | Medical radiological thyroid uptake systems | New
42204305 | Medical radiological thyroid uptake system accessories | New
42210000 | Independent living aids for the physically challenged
42211500 | Ambulation and transfer and positioning aids for the physically challenged
42211501 | Canes |  | Accessories - see 42211510
42211501 | Canes or cane accessories
42211502 | Crutches |  | Accessories - see 42211510
42211502 | Crutches or crutch accessories
42211503 | Positioning devices
42211503 | Positioning devices
42211504 | Standers or standing cages or standing aids
42211504 | Standers or standing aids
42211505 | Walker or rollator accessories
42211505 | Walker or rollator accessories
42211506 | Walkers or rollators
42211506 | Walkers or rollators
42211507 | Whole body sliding or turning devices
42211507 | Whole body sliding or turning devices
42211508 | Multifunctional mobility devices
42211508 | Multifunctional mobility devices or accessories
42211509 | Head or face protective helmets or devices or accessories for the physically challenged
42211509 | Head or face protective helmets or devices or accessories for the physically challenged
42211510 | Cane accessories | New
42211511 | Crutch accessories | New
42211512 | Head or face protective helmet or device accessories for the physically challenged | New
42211513 | Multifunctional mobility devices accessories | New
42211514 | Positioning chairs | New
42211515 | Standers or standing cage or standing aid accessories | New
42211600 | Bathroom and bathing aids for the physically challenged
42211601 | Bathboards for the physically challenged
42211601 | Bathboards for the physically challenged
42211602 | Bath brushes or sponges or scrubbers for the physically challenged
42211602 | Bath brushes or sponges or scrubbers for the physically challenged
42211603 | Bath lifts for the physically challenged
42211603 | Bath lifts or accessories for the physically challenged
42211604 | Bath mitts for the physically challenged
42211604 | Bath mitts for the physically challenged
42211605 | Bath pillows for the physically challenged
42211605 | Bath pillows for the physically challenged
42211606 | Commodes for the physically challenged
42211606 | Commodes or accessories for the physically challenged
42211607 | Elevated toilet seats for the physically challenged
42211607 | Elevated toilet seats for the physically challenged
42211608 | Grab bars or tub safety rails for the physically challenged
42211608 | Grab bars or tub safety rails for the physically challenged
42211610 | Shower or bath chairs or seats for the physically challenged
42211610 | Shower or bath chairs or seats for the physically challenged
42211611 | Sitz baths for the physically challenged
42211611 | Sitz baths for the physically challenged
42211612 | Toilet arm supports for the physically challenged
42211612 | Toilet arm supports for the physically challenged
42211613 | Toilet frames for the physically challenged
42211613 | Toilet frames for the physically challenged
42211614 | Toilet seats for the physically challenged
42211614 | Toilet seats for the physically challenged
42211615 | Toilet seat lifters for the physically challenged
42211615 | Toilet seat lifters for the physically challenged
42211616 | Hygiene or stimulation toileting aids for the physically challenged
42211616 | Hygiene or stimulation toileting aids for the physically challenged
42211617 | Transfer benches for the physically challenged
42211617 | Transfer benches for the physically challenged
42211618 | Bedwetting wrist alarm for the physically challenged
42211618 | Bedwetting wrist alarm for the physically challenged
42211619 | Soap protector for eyes and ears for the physically challenged
42211619 | Soap protector for eyes and ears for the physically challenged
42211620 | Shampoo tray or basin for the physically challenged
42211620 | Shampoo tray or basin for the physically challenged
42211621 | Bath lift accessories for the physically challenged | New
42211622 | Commode accessories for the physically challenged | New
42211700 | Communication aids for the physically challenged
42211701 | Adaptive communication switches for the physically challenged
42211701 | Adaptive communication switches for the physically challenged
42211702 | Braille devices for the physically challenged
42211702 | Braille devices for the physically challenged
42211703 | Braille writing paper or plastic for physically challenged
42211703 | Braille writing paper or plastic for physically challenged
42211704 | Headpointers or mouthsticks for the physically challenged
42211704 | Headpointers or mouthsticks for the physically challenged
42211705 | Hearing aids for the physically challenged
42211705 | Hearing aids for the physically challenged
42211706 | Letter or symbol boards for the physically challenged
42211706 | Letter or symbol boards for the physically challenged
42211707 | Telecommunication devices TDD or teletypewriters TTY for the physically challenged
42211707 | Telecommunication devices TDD or teletypewriters TTY for the physically challenged
42211708 | Telephone aids for the physically challenged
42211708 | Telephone aids for the physically challenged
42211709 | Typing aids for the physically challenged
42211709 | Typing aids for the physically challenged
42211710 | Writing aids for the physically challenged
42211710 | Writing aids for the physically challenged
42211711 | Voice synthesizers for the physically challenged
42211711 | Voice synthesizers for the physically challenged
42211712 | Cases for hearing aids
42211712 | Cases for hearing aids
42211713 | Anti-stammering devices | New
42211714 | Battery-powered artificial larynges | New
42211715 | Powered communication systems | New
42211800 | Dressing and grooming aids for the physically challenged
42211801 | Button hooks for the physically challenged
42211801 | Button hooks for the physically challenged
42211802 | Dressing kits for the physically challenged
42211802 | Dressing kits for the physically challenged
42211803 | Dressing sticks for the physically challenged
42211803 | Dressing sticks for the physically challenged
42211804 | Hairbrushes or combs for the physically challenged
42211804 | Hairbrushes or combs for the physically challenged
42211805 | Inspection mirror for the physically challenged
42211805 | Inspection mirror for the physically challenged
42211806 | Lotion applicators for the physically challenged
42211806 | Lotion applicators for the physically challenged
42211807 | Mouth care for the physically challenged
42211807 | Mouth care for the physically challenged
42211808 | Nail clippers or files for the physically challenged
42211808 | Nail clippers or files for the physically challenged
42211809 | Pant clips for the physically challenged
42211809 | Pant clips for the physically challenged
42211810 | Shoe fasteners for the physically challenged
42211810 | Shoe fasteners for the physically challenged
42211811 | Shoe horns for the physically challenged
42211811 | Shoe horns for the physically challenged
42211812 | Sock or stocking aids for the physically challenged
42211812 | Sock or stocking aids for the physically challenged
42211813 | Zipper pulls for the physically challenged
42211813 | Zipper pulls for the physically challenged
42211900 | Eating and drinking and food preparation aids for the physically challenged
42211901 | Anti slip materials for the physically challenged
42211901 | Anti slip materials for the physically challenged
42211902 | Assistive cooking devices for the physically challenged
42211902 | Assistive cooking devices for the physically challenged
42211903 | Can openers for the physically challenged
42211903 | Can openers for the physically challenged
42211904 | Choppers for the physically challenged
42211904 | Choppers for the physically challenged
42211905 | Cups or mugs for the physically challenged
42211905 | Cups or mugs for the physically challenged
42211906 | Cutlery or utensil holders for the physically challenged
42211906 | Cutlery or utensil holders for the physically challenged
42211907 | Cutlery or utensils for the physically challenged
42211907 | Cutlery or utensils for the physically challenged
42211908 | Cutting or paring boards for the physically challenged
42211908 | Cutting or paring boards for the physically challenged
42211909 | Drink holders for the physically challenged
42211909 | Drink holders for the physically challenged
42211910 | Food catchers or bibs for the physically challenged
42211910 | Food catchers or bibs for the physically challenged
42211911 | Food guards for the physically challenged
42211911 | Food guards for the physically challenged
42211912 | Holders for kitchen devices for the physically challenged
42211912 | Holders for kitchen devices for the physically challenged
42211913 | Jumbo digit timers for the physically challenged
42211913 | Jumbo digit timers for the physically challenged
42211914 | Measuring aids for the physically challenged
42211914 | Measuring aids for the physically challenged
42211915 | Self feeders for the physically challenged
42211915 | Self feeders or accessories for the physically challenged
42211916 | Straws or straw holders for the physically challenged
42211916 | Straws or straw holders for the physically challenged
42211917 | Tableware for the physically challenged
42211917 | Tableware for the physically challenged
42211918 | Talking food scales for the physically challenged
42211918 | Talking food scales for the physically challenged
42211919 | Self feeder accessories for the physically challenged | New
42212000 | Housekeeping and homemaking aids for the physically challenged
42212001 | Door openers for the physically challenged
42212001 | Door openers for the physically challenged
42212002 | Key turners or holders for the physically challenged
42212002 | Key turners or holders for the physically challenged
42212003 | Knob turners for the physically challenged
42212003 | Knob turners for the physically challenged
42212004 | Light switch extensions for the physically challenged
42212004 | Light switch extensions for the physically challenged
42212005 | Long handled dustpans or brushes for the physically challenged
42212005 | Long handled dustpans or brushes for the physically challenged
42212006 | Self opening scissors for the physically challenged
42212006 | Self opening scissors for the physically challenged
42212007 | Suction brushes for the physically challenged
42212007 | Suction brushes for the physically challenged
42212100 | Leisure and recreational aids for the physically challenged
42212101 | Automatic card shufflers for the physically challenged
42212101 | Automatic card shufflers for the physically challenged
42212102 | Board games for the physically challenged
42212102 | Board games for the physically challenged
42212103 | Book holders for the physically challenged
42212103 | Book holders for the physically challenged
42212104 | Braille or large face playing cards for the physically challenged
42212104 | Braille or large face playing cards for the physically challenged
42212105 | Camping equipment for the physically challenged
42212105 | Camping equipment for the physically challenged
42212106 | Fishing or hunting aids for the physically challenged
42212106 | Fishing or hunting aids for the physically challenged
42212107 | Flotation or swimming aids for the physically challenged
42212107 | Flotation or swimming aids for the physically challenged
42212108 | Gardening tools for the physically challenged
42212108 | Gardening tools for the physically challenged
42212109 | Handicraft tools or materials or equipment for the physically challenged
42212109 | Handicraft tools or materials or equipment for the physically challenged
42212110 | Page turners for the physically challenged
42212110 | Page turners for the physically challenged
42212111 | Playing card holders for the physically challenged
42212111 | Playing card holders for the physically challenged
42212112 | Sewing aids for the physically challenged
42212112 | Sewing aids for the physically challenged
42212113 | Smokers aids for the physically challenged
42212113 | Smokers aids for the physically challenged
42212200 | Medication handling aids for the physically challenged
42212201 | Pill crushers or splitters for the physically challenged
42212201 | Pill crushers or splitters for the physically challenged
42212202 | Pill organizers for the physically challenged
42212202 | Pill organizers for the physically challenged
42212203 | Pill reminders for the physically challenged
42212203 | Pill reminders for the physically challenged
42212204 | Tube squeezers for the physically challenged
42212204 | Tube squeezers for the physically challenged
42212300 | Reaching and gripping aids for the physically challenged
42212301 | Grip materials or devices for the physically challenged
42212301 | Grip materials or devices for the physically challenged
42212302 | Holders for the physically challenged
42212302 | Holders for the physically challenged
42212303 | Container openers for the physically challenged
42212303 | Container openers for the physically challenged
42212304 | Reachers for the physically challenged
42212304 | Reachers for the physically challenged
42212305 | Insulin vial holders or protectors | New
42212306 | Syringe adaptors or holders | New
42220000 | Intravenous and arterial administration products
42221500 | Intravenous and arterial cannulas and catheters and accessories
42221501 | Arterial line catheters
42221501 | Arterial line catheters
42221502 | Arterial line continuous catheter flush valves
42221502 | Arterial line continuous catheter flush valves
42221503 | Central venous catheters
42221503 | Central venous catheters
42221504 | Peripherally inserted central catheters PICC
42221504 | Peripheral intravenous catheters for general use | Obsolete | See 42221512
42221505 | Pediatric or microflow or scalp vein intravenous or arterial catheters | Obsolete | See 42221501
42221506 | Umbilical catheters
42221506 | Umbilical catheters
42221507 | Intravenous or arterial start kit without catheters
42221507 | Intravenous or arterial start kit without catheter
42221508 | Intravenous or arterial catheter skin care kits or sets
42221508 | Intravenous or arterial catheter skin care kits
42221509 | Intravenous or arterial catheter trays
42221509 | Intravenous or arterial catheter tray
42221512 | Intravenous catheters
42221512 | Intravenous or arterial cannulas or accessories
42221513 | Cardiovascular catheterization kits | Obsolete | see 42203447
42221514 | Pulmonary artery catheters
42221514 | Pulmonary artery catheter
42221515 | Central venous catheter repair kit or sets
42221515 | Central venous catheter repair kit
42221516 | Catheter tip occluders
42221516 | Catheter tip occluder
42221517 | Hemodialysis catheter | Obsolete | See 42161659
42221518 | Splint strapping material | Obsolete
42221519 | Arterial cannula adjustable suture rings | New
42221520 | Arterial cannula dilator tip introducers or obturators | New
42221521 | High-flow coronary artery ostial cannulae | New
42221522 | Arterial cannula integrated pressure monitoring ports | New
42221523 | Hepatic artery catheters | New
42221524 | Left-heart catheters | New
42221525 | Arterial cannula hemostasis caps
42221600 | Intravenous and arterial tubing and administration sets and related products
42221601 | Intravenous or arterial administration air bubble detectors
42221601 | Intravenous or arterial administration air bubble detectors
42221602 | Intravenous or arterial administration ports or injection sites or caps or protectors
42221602 | Intravenous or arterial administration ports or injection sites or caps or protectors
42221603 | Intravenous or arterial extension tubing
42221603 | Intravenous or arterial extension tubing
42221604 | Intravenous or arterial tubing adapters or connectors or locks or caps or protectors
42221604 | Intravenous or arterial tubing adapters or connectors or locks or caps or protectors
42221605 | Intravenous or arterial tubing check valves
42221605 | Intravenous or arterial tubing check valves
42221606 | Intravenous or arterial tubing clamps
42221606 | Intravenous or arterial tubing clamps
42221607 | Intravenous or arterial tubing filters or screens for general use
42221607 | Intravenous or arterial tubing filters or screens for general use
42221608 | Intravenous or arterial tubing identification labels or tapes
42221608 | Intravenous or arterial tubing identification labels or tapes
42221609 | Intravenous or arterial tubing administration sets
42221609 | Intravenous or arterial tubing administration set
42221610 | Intravenous tubing spike entry ports or caps or protectors
42221610 | Intravenous tubing spike entry ports or caps or protectors
42221611 | Intravenous tubing spikes or caps or protectors
42221611 | Intravenous tubing spikes or caps or protectors
42221612 | Intravenous or arterial tubing needleless injection ports or stopcocks or manifolds
42221612 | Intravenous or arterial tubing needleless injection ports or stopcocks or manifolds
42221613 | Intravenous tubing transfer leg closures or snaps
42221613 | Intravenous tubing transfer leg closures or snaps
42221614 | Intravenous tubing with catheter administration kits
42221614 | Intravenous tubing with catheter administration kits
42221615 | Secondary or piggyback medication intravenous tubing
42221615 | Secondary or piggyback medication intravenous tubing
42221616 | Intravenous or arterial tubing extension sets
42221616 | Intravenous or arterial tubing extension set
42221617 | Needle resheathers
42221617 | Needle resheathers
42221618 | Intravenous or arterial procedure trays
42221618 | Intravenous or arterial procedure trays
42221619 | Needleless injection manifold kits
42221619 | Needleless injection manifold kit
42221700 | Intravenous and arterial infusion bags and containers and related products
42221701 | Intravenous or arterial infusion bags or containers
42221701 | Intravenous or arterial infusion single port bags or containers
42221702 | Intravenous or arterial infusion transfer bags or containers | Obsolete | See 42221701
42221703 | Intravenous or arterial fluid warmers
42221703 | Intravenous or arterial fluid warmers or accessories
42221704 | Intravenous or arterial pressure infusion bags
42221704 | Intravenous or arterial pressure infusion bags
42221705 | Analgesia infusion vial assemblies
42221705 | Analgesia infusion vial assemblies
42221706 | Intravenous or arterial infusion transfer bags or container spouts
42221706 | Intravenous or arterial infusion transfer bags or container spouts
42221707 | Analgesic infusion sets or kits
42221707 | Analgesic infusion sets or kits
42221708 | Intravenous or arterial fluid warmer accessories | New
42221800 | Intravenous and arterial catheter and needle positioning aids
42221801 | Intravenous or arterial arm board covers
42221801 | Intravenous or arterial arm board covers
42221802 | Intravenous or arterial arm boards
42221802 | Intravenous or arterial arm boards
42221803 | Intravenous or arterial catheter positioning tapes or dressings or straps or cuffs
42221803 | Intravenous or arterial catheter positioning tapes or dressings or straps or cuffs
42221900 | Intravenous or arterial flow measurement and regulation products
42221901 | Dial calibrated intravenous flowmeters or regulators
42221901 | Dial calibrated intravenous flowmeters or regulators
42221902 | Intravenous drop counters or regulators
42221902 | Intravenous drop counters or regulators
42221903 | Ultrasonic blood flow detectors
42221903 | Ultrasonic blood flow detectors
42221904 | Electromagnetic blood flowmeters
42221904 | Electromagnetic blood flowmeter
42221905 | Laser blood flowmeters
42221905 | Laser blood flowmeter
42221906 | Magnetic resonance blood flowmeters
42221906 | Magnetic resonance blood flowmeter
42221907 | Cardiovascular blood flowmeters | New
42221908 | Cassette-intravenous injection sets | New
42221909 | Chemotherapy dosage regulators | New
42221910 | Extravascular blood-flow probes | New
42221911 | Flow directed catheters | New
42222000 | Intravenous infusion pumps and its analyzers and sensors and its accessories
42222001 | Intravenous infusion pumps for general use
42222001 | Intravenous infusion pumps for general use
42222002 | Intravenous syringe infusion pumps
42222002 | Intravenous syringe infusion pumps
42222003 | Multichannel intravenous infusion pumps
42222003 | Multichannel intravenous infusion pumps
42222004 | Patient controlled analgesia infusion pumps
42222004 | Patient controlled analgesia infusion pumps
42222005 | Intravenous pump parts or accessories
42222005 | Intravenous pump parts or accessories
42222006 | Intravenous infusion pump analyzers or sensors
42222006 | Intravenous infusion pump analyzers or sensors
42222007 | Intravenous infusion pump transducers
42222007 | Intravenous infusion pump transducers
42222008 | Infusion pump kits
42222008 | Infusion pump kits or accessories
42222009 | Syringe actuators for an injector
42222009 | Syringe actuator for an injector
42222010 | Intravenous infusion pump clamp block assemblies | New
42222011 | General hospital analytical sampling infusion pumps | New
42222012 | Infusion pump kit accessories | New
42222100 | Intravenous and arterial equipment suspension and transport systems
42222101 | Intravenous or arterial line equipment hangers
42222101 | Intravenous or arterial line equipment hangers
42222102 | Mounted tracks or racks for intravenous infusion gravity systems
42222102 | Mounted tracks or racks for intravenous infusion gravity systems
42222103 | Intravenous infusion poles for wheelchairs
42222103 | Intravenous infusion poles for wheelchairs
42222104 | Intravenous or arterial line poles or stands |  | Accessories - see 42222105
42222104 | Intravenous or arterial line poles or stands
42222105 | Intravenous or arterial line pole or stand accessories | New
42222200 | Needleless intravenous injection and withdrawal systems
42222201 | Needleless intravenous injection syringe sets or injection cannulae
42222201 | Needleless intravenous injection syringe set or injection cannula
42222202 | Needleless vial or bag withdrawal cannulas or adapters or decanters
42222202 | Needleless vial or bag withdrawal cannulas or adapters or decanters
42222300 | Blood administration and transfusion products
42222301 | Blood transfusion administration kits
42222301 | Blood transfusion administration kits
42222302 | Blood transfusion filters or screens |  | Accessories - see 42222313
42222302 | Blood transfusion filters or screens or accessories
42222303 | Blood administration or transfusion identification systems
42222303 | Blood administration or transfusion identification systems
42222304 | Blood administration or transfusion tubing
42222304 | Blood administration or transfusion tubing
42222305 | Blood administration or transfusion tubing clamps
42222305 | Blood administration or transfusion tubing clamps
42222306 | Blood administration or transfusion waste collection systems | Obsolete | See 42222301
42222307 | Blood warming or transfusion systems
42222307 | Blood warming or transfusion systems
42222308 | Blood administration or transfusion bags or containers | Obsolete | See 42222301
42222309 | Blood administration or transfusion conservation systems | Obsolete | See 42222301
42222310 | Blood exchange-transfusion kits | New
42222311 | Angiographic fluid administration-waste collection systems | New
42222312 | Blood cell collection recovery packs | New
42222313 | Blood transfusion filter or screen accessories | New
42230000 | Clinical nutrition
42231500 | Enteral feeding equipment and supplies
42231501 | Enteral feeding infusion pumps
42231501 | Enteral feeding infusion pumps
42231502 | Enteral feeding administration sets
42231502 | Enteral feeding administration sets
42231503 | Enteral feeding irrigation sets or trays
42231503 | Enteral feeding irrigation sets or trays
42231504 | Enteral nutrition bags or containers
42231504 | Enteral nutrition bags or containers
42231505 | Enteral feeding set adapters or connectors or extensions
42231505 | Enteral feeding set adapters or connectors or extensions
42231506 | Nasoenteric tube securing devices
42231506 | Nasoenteric tube securing devices
42231507 | Enteral tube cleaning brushes
42231507 | Enteral tube cleaning brush
42231508 | Enteral feeding set valves
42231508 | Enteral feeding set valves
42231509 | Enteral nutrition weighing chambers
42231509 | Enteral nutrition weighing chambers
42231510 | Enteral feeding infusion pump tubing sets
42231510 | Enteral feeding infusion pump tubing sets
42231600 | Gastrostomy and jejunostomy access devices or accessories
42231601 | Gastrostomy tubes or kits for general use
42231601 | Gastrostomy tubes for general use
42231602 | Gastric percutaneous tubes or kits
42231602 | Percutaneous Endoscopic Gastrostomy tubes
42231603 | Jejunostomy tubes or kits
42231603 | Jejunostomy tubes
42231604 | Gastric access buttons
42231604 | Gastric access buttons
42231605 | Gastrostomy or jejunostomy tube holders
42231605 | Gastrostomy or jejunostomy tube holders
42231606 | Colon decompression kits
42231606 | Colon decompression kits
42231608 | Jejunostomy catheter and needle sets
42231608 | Jejunostomy catheter and needle sets
42231609 | Gastrostomy feeding tube kits
42231609 | Gastrostomy feeding tube kits
42231610 | Colonic irrigation systems | New
42231611 | Duodenal tube balloons | New
42231612 | Duodenal tube tips | New
42231613 | Gastric lavage tubes or kits | New
42231614 | General well being colonic irrigation systems | New
42231615 | Intragastric hypothermia apparatus | New
42231616 | Jejunostomy tube holders | New
42231617 | Sterile lavage sets | New
42231618 | Stoma measuring devices | New
42231700 | Nasoenteric tubes
42231701 | Nasogastric tubes
42231701 | Nasogastric tubes
42231702 | Nasojejunal tubes
42231702 | Nasojejunal tubes
42231703 | Gastric decompression tubes
42231703 | Gastric decompression tubes
42231704 | Nasoenteric tubes not elsewhere classified | Obsolete | See 42231701 or 42231702
42231705 | Nasogastric filters
42231705 | Nasogastric filters
42231800 | Formulas and products for nutritional support
42231801 | Adult supplemental formulas or bars or puddings for general use
42231801 | Adult supplemental formulas for general use
42231802 | Pediatric supplemental formulas or bars or puddings for general use
42231802 | Pediatric supplemental formulas
42231803 | Adult disease specific supplemental formulas or bars or puddings
42231803 | Adult disease specific supplemental formulas
42231804 | Pediatric disease specific supplemental formulas or bars or puddings
42231804 | Pediatric disease specific supplemental formulas
42231805 | Nutritional bars or pudding or other supplements | Obsolete | See 42231801
42231806 | Medical nutrition food or liquid thickeners
42231806 | Medical nutrition food or liquid thickeners
42231807 | Nursing bottle nipples
42231807 | Nursing bottle nipples
42231808 | Feeding bottles
42231808 | Feeding bottles or accessories
42231809 | Feeding bottle accessories
42231900 | Breast feeding equipment and supplies
42231901 | Breast pumps
42231901 | Breast pumps or its accessories
42231902 | Breast shells or shields
42231902 | Breast shells or shields
42231903 | Breast pump kits
42231903 | Breast pump kits
42231904 | Breast feeding pillows
42231904 | Breast feeding pillow
42231905 | Breast pump accessories or accessory kits | New
42231906 | Breast milk warmers | New
42232000 | Tablet crushers and cutters and related products
42232001 | Tablet crushers |  | Accessories - 42232004
42232001 | Tablet crushers or accessories
42232002 | Tablet crusher dispensers |  | Accessories - 42232005
42232002 | Tablet crusher dispensers or accessories
42232003 | Tablet cutters |  | Accessories - 42232006
42232003 | Tablet cutters or accessories
42232004 | Tablet crusher accessories | New
42232005 | Tablet crusher dispenser accessories | New
42232006 | Tablet cutter accessories | New
42240000 | Orthopedic and prosthetic and sports medicine products
42241500 | Casting and splinting supplies
42241501 | Cast footwears
42241501 | Cast footwear
42241502 | Cast or splint padding materials
42241502 | Cast or splint padding materials
42241503 | Cast or splint protectors
42241503 | Cast or splint protectors
42241504 | Cast or splint stockinet or liners
42241504 | Cast or splint stockinet or liners
42241505 | Orthopedic casting rolls or tapes
42241505 | Orthopedic casting rolls or tapes
42241506 | Orthopedic casting material for splints
42241506 | Orthopedic casting material for splints
42241507 | Orthopedic splint systems
42241507 | Orthopedic splint systems
42241509 | Thermoplastic orthoses components
42241509 | Thermoplastic orthoses components
42241510 | Thermoplastic splint kits or materials
42241510 | Thermoplastic splint kits or materials
42241511 | Traction splint sets
42241511 | Traction splint sets
42241512 | Cast or splint bonding materials
42241512 | Cast or splint bonding materials
42241513 | Carrier and storage cases for splints or precut splints or splint systems
42241513 | Carrier and storage cases for splints or precut splints or splint systems
42241514 | Instrument rolls for splint sets
42241514 | Instrument rolls for splint sets or accessories
42241515 | Cases for splint or accessories | Obsolete | See - 42171922
42241516 | Marker for splinting materials
42241516 | Marker for splinting material
42241517 | Cast spreaders
42241517 | Cast spreader
42241518 | Rigid pneumatic structure orthosis | New
42241519 | Instrument rolls for splint accessories | New
42241520 | Casting or splinting accessories | New
42241600 | Casting equipment and parts and accessories
42241601 | Cast or splint carts | Obsolete | See 42192409
42241602 | Cast cutters or saws
42241602 | Cast cutters or saws
42241603 | Cast removal systems
42241603 | Cast removal systems
42241604 | Cast vacuums
42241604 | Cast vacuums
42241606 | Cast impression trays
42241606 | Cast impression trays
42241607 | Cast stands | Obsolete | See - 42241520
42241700 | Orthopedic softgoods for lower extremity
42241701 | Ankle or foot orthopedic softgoods
42241701 | Ankle or foot orthopedic softgoods
42241702 | Hip orthopedic softgoods
42241702 | Hip orthopedic softgoods
42241703 | Knee braces or supports
42241703 | Knee brace or support
42241704 | Knee immobilizers or arthroscopic wraps | Obsolete | See 42241703 or 42241705
42241705 | Leg orthopedic softgoods
42241705 | Leg orthopedic softgoods or accessories
42241706 | Orthotics or foot care products
42241706 | Orthotics or foot care products
42241707 | Walking braces
42241707 | Walking braces
42241708 | Femoral fracture pillows
42241708 | Femoral fracture pillows
42241709 | Post operative shoes
42241709 | Post operative shoes or accessories
42241710 | Cryotherapeutic ankle cuffs | New
42241711 | Cryotherapeutic knee cuffs | New
42241712 | Orthopedic prosthetic foams | New
42241713 | Prosthetic device accessories | New
42241714 | Orthopedic softgood for lower extremity accessories | New
42241800 | Orthopedic softgoods for upper extremity and torso
42241801 | Arm orthopedic softgoods
42241801 | Arm orthopedic softgoods
42241802 | Back or lumbar or sacral orthopedic softgoods
42241802 | Back or lumbar or sacral orthopedic softgoods
42241803 | Cervical collars or neck braces
42241803 | Cervical collars or neck braces
42241804 | Clavicle orthopedic softgoods
42241804 | Clavicle orthopedic softgoods
42241805 | Elbow orthopedic softgoods
42241805 | Elbow orthopedic softgoods
42241806 | Forearm or wrist or thumb orthopedic softgoods
42241806 | Forearm or wrist or thumb orthopedic softgoods
42241807 | Hand or finger orthopedic softgoods
42241807 | Hand or finger orthopedic softgoods
42241808 | Ribs or abdomen orthopedic softgoods
42241808 | Ribs or abdomen orthopedic softgoods
42241809 | Shoulder orthopedic softgoods
42241809 | Shoulder orthopedic softgoods
42241811 | Hernia truss
42241811 | Hernia truss
42241900 | Outrigger and dynamic splinting supplies
42241901 | Outrigger splint kits
42241901 | Outrigger splint kits
42241902 | Outrigger splint parts
42241902 | Outrigger splint parts or accessories
42242000 | Prosthetic devices or accessories and supplies
42242001 | Lower extremity prosthetic devices
42242001 | Lower extremity prosthetic devices
42242002 | Upper extremity prosthetic devices
42242002 | Upper extremity prosthetic devices
42242003 | Prosthetic clamping devices
42242003 | Prosthetic clamping devices or accessories
42242004 | Prosthesis stump socks or covers
42242004 | Prosthesis stump sock or cover
42242005 | Prosthetic clamping device accessories | New
42242006 | Orthopedic upper limb appliances | New
42242100 | Orthopedic traction supplies and accessories
42242101 | Arm traction supplies
42242101 | Arm traction supplies
42242102 | Hand or finger traction supplies
42242102 | Hand or finger traction supplies
42242103 | Head or neck traction supplies
42242103 | Head or neck traction supplies
42242104 | Leg traction supplies
42242104 | Leg traction supplies
42242105 | Mobile traction carts | Obsolete | See 42192430
42242106 | Pelvis or back traction supplies
42242106 | Pelvis or back traction supplies
42242107 | Pivotal traction therapy supplies
42242107 | Pivotal traction therapy supplies
42242108 | Orthopedic traction hardware or weights
42242108 | Orthopedic traction hardware or weights
42242109 | Orthopedic traction softgoods for general use
42242109 | Orthopedic traction softgoods for general use
42242300 | Orthopedic equipment and supplies | Obsolete | No
42242301 | Orthopedic scar pumps | Obsolete | See 42251631
42242302 | Orthopedic upper limb appliances | Obsolete | See - 42242006
42250000 | Physical and occupational therapy and rehabilitation products
42251500 | Cognitive and dexterity and perceptual and sensory evaluation and therapy products
42251501 | Dressing education products
42251501 | Dressing education products
42251502 | Cognitive or dexterity or perceptual or sensory evaluation or testing products
42251502 | Cognitive or dexterity or perceptual or sensory evaluation or testing products
42251503 | Therapeutic games
42251503 | Therapeutic games
42251504 | Therapeutic pegboards or activity boards
42251504 | Therapeutic pegboards or activity boards
42251505 | Therapeutic puzzles
42251505 | Therapeutic puzzles
42251506 | Therapeutic decorating boxes
42251506 | Therapeutic decorating boxes
42251600 | Rehabilitation exercise devices and equipment
42251601 | Balance beams or boards or bolsters or rockers for rehabilitation or therapy
42251601 | Balance beams or boards or bolsters or rockers for rehabilitation or therapy
42251602 | Climbing devices for rehabilitation or therapy
42251602 | Climbing devices for rehabilitation or therapy
42251603 | Continuous passive motion CPM devices |  | See Accessories
42251603 | Continuous passive motion CPM devices or accessories
42251604 | Extremity exercise skates for rehabilitation or therapy
42251604 | Extremity exercise skates for rehabilitation or therapy
42251605 | Pedal exercisers for rehabilitation or therapy
42251605 | Pedal exercisers for rehabilitation or therapy
42251606 | Powder boards for rehabilitation or therapy
42251606 | Powder boards for rehabilitation or therapy
42251607 | Pulleys for rehabilitation or therapy
42251607 | Pulleys or accessories for rehabilitation or therapy
42251608 | Resistive exercise bands or putty or tubing for rehabilitation or therapy
42251608 | Resistive exercise bands or putty or tubing or accessories for rehabilitation or therapy
42251609 | Skateboards or figure eight boards for rehabilitation or therapy
42251609 | Skateboards or figure eight boards for rehabilitation or therapy
42251610 | Therapeutic balls
42251610 | Therapeutic balls or accessories
42251611 | Vestibular motion devices for rehabilitation or therapy
42251611 | Vestibular motion devices for rehabilitation or therapy
42251612 | Weights or sets for rehabilitation or therapy
42251612 | Weights or sets or accessories for rehabilitation or therapy
42251613 | Treadmill exercisers for rehabilitation or therapy
42251613 | Treadmill exercisers for rehabilitation or therapy
42251614 | Sandbags or sandbag sets for rehabilitation or therapy
42251614 | Sandbags or sandbag sets for rehabilitation or therapy
42251615 | Weight belts or kits for rehabilitation or therapy
42251615 | Weight belts or kits for rehabilitation or therapy
42251616 | Electric vibrators for rehabilitation or therapy
42251616 | Electric vibrators for rehabilitation or therapy
42251617 | Therapeutic cushion seats
42251617 | Therapeutic cushion seats or accessories
42251618 | Wrist exercisers for rehabilitation or therapy
42251618 | Wrist exercisers for rehabilitation or therapy
42251619 | Therapeutic ceramic clays
42251619 | Therapeutic ceramic clay or accessories
42251620 | Mats or platforms for rehabilitation or therapy
42251620 | Mats or platforms for rehabilitation or therapy
42251621 | Boot exercisers for rehabilitation or therapy
42251621 | Boot exercisers for rehabilitation or therapy
42251622 | Lung exercisers for rehabilitation or therapy
42251622 | Lung exercisers for rehabilitation or therapy
42251623 | Ultrasonic therapy apparatus or supplies
42251623 | Ultrasonic therapy apparatus or supplies
42251624 | Weight machines for rehabilitation or therapy
42251624 | Weight machines for rehabilitation or therapy
42251625 | Jaw exercise equipments
42251625 | Jaw exercise equipment
42251626 | Rehabilitation exercise component accessories | New
42251627 | Finger exercisers for rehabilitation or therapy | New
42251628 | Measuring exercise equipments | New
42251629 | External limb overload warning devices | New
42251630 | Prone patient scooter boards for rehabilitation or therapy | New
42251631 | Orthopedic scar pumps | New
42251632 | Continuous passive motion CPM device accessories | New
42251700 | Gait training products
42251701 | Gait belts for rehabilitation or therapy
42251701 | Gait belts for rehabilitation or therapy
42251702 | Training ramps for rehabilitation or therapy
42251702 | Training ramps for rehabilitation or therapy
42251703 | Training stairs for rehabilitation or therapy
42251703 | Training stairs for rehabilitation or therapy
42251704 | Gait bars for rehabilitation or therapy
42251704 | Gait bars for rehabilitation or therapy
42251705 | Parallel bars for rehabilitation or therapy
42251705 | Parallel bars for rehabilitation or therapy
42251706 | Gait training walkers or bikers or exercisers
42251706 | Gait training walkers or bikers or exercisers or accessories
42251707 | Gait training product accessories | New
42251800 | Work hardening equipment for rehabilitation or therapy
42251801 | Bolt boards for rehabilitation or therapy
42251801 | Bolt boards or accessories for rehabilitation or therapy
42251802 | Lift boxes for rehabilitation or therapy
42251802 | Lift boxes or accessories for rehabilitation or therapy
42251803 | Pipe trees for rehabilitation or therapy
42251803 | Pipe trees or accessories fore rehabilitation or therapy
42251804 | Push or pull carts for rehabilitation or therapy
42251804 | Push or pull carts or accessories for rehabilitation or therapy
42251805 | Work tables or stations or accessories for rehabilitation or therapy
42251805 | Work tables or stations or accessories for rehabilitation or therapy
42251806 | Push or pull cart accessories for rehabilitation or therapy | New
42251807 | Bolt board accessories for rehabilitation or therapy | New
42251808 | Lift box accessories for rehabilitation or therapy | New
42251809 | Pipe tree accessories for rehabilitation or therapy | New
42251810 | Work table or station accessories for rehabilitation or therapy | New
42260000 | Postmortem and mortuary equipment and supplies
42261500 | Pathology dissection instruments and supplies
42261501 | Autopsy scissors
42261501 | Autopsy scissors
42261502 | Autopsy dissection forceps for general use
42261502 | Autopsy dissection forceps for general use
42261503 | Autopsy bullet probes
42261503 | Autopsy bullet probes
42261504 | Autopsy thread or needle pullers
42261504 | Autopsy thread or needle pullers
42261505 | Autopsy knives or blades
42261505 | Autopsy knives or blades
42261506 | Autopsy chisels or osteotomes
42261506 | Autopsy chisels or osteotomes
42261507 | Postmortem threads
42261507 | Postmortem thread
42261508 | Postmortem needles
42261508 | Postmortem needles
42261509 | Autopsy dissection kits
42261509 | Autopsy dissection kits
42261510 | Postmortem incision clips
42261510 | Postmortem incision clips
42261511 | Autopsy vein directors
42261511 | Autopsy vein directors
42261512 | Autopsy saws
42261512 | Autopsy saws
42261513 | Autopsy saw blades
42261513 | Autopsy saw blades or accessories
42261514 | Dissection boards or pads
42261514 | Dissection boards or pads
42261515 | Cases for postmortem surgical instruments or accessories | Obsolete | See - 42192431
42261516 | Instrument rolls for postmortem surgical instruments
42261516 | Instrument rolls for postmortem surgical instruments or accessories
42261600 | Autopsy equipment and supplies
42261601 | Bone dust collectors
42261601 | Bone dust collectors
42261602 | Medical body bags
42261602 | Medical body bag
42261604 | Autopsy head rests
42261604 | Autopsy head rests
42261605 | Autopsy body boards
42261605 | Autopsy body boards
42261606 | Autopsy hanging scales
42261606 | Autopsy hanging scales
42261607 | Autopsy specimen bags or containers
42261607 | Autopsy specimen bags or containers
42261608 | Autopsy infectious disease kits
42261608 | Autopsy infectious disease kits
42261609 | Postmortem identification tags or bracelets
42261609 | Postmortem identification tags or bracelets
42261610 | Autopsy fluid collection vacuum aspirators or tubing
42261610 | Autopsy fluid collection vacuum aspirators or tubing
42261611 | Postmortem rectal thermometers
42261611 | Postmortem rectal thermometers
42261612 | Postmortem finger straighteners
42261612 | Postmortem finger straighteners
42261613 | Cadaver tissue builder kits
42261613 | Cadaver tissue builder kits
42261700 | Autopsy furniture
42261701 | Autopsy grossing workstations |  | See Accessories - 42261708
42261701 | Autopsy grossing workstations or accessories
42261702 | Autopsy sinks |  | See Accessories - 42261708
42261702 | Autopsy sinks or accessories
42261703 | Autopsy tables |  | See Accessories - 42261708
42261703 | Autopsy tables or accessories
42261704 | Necropsy tables |  | See Accessories - 42261708
42261704 | Necropsy tables or accessories
42261705 | Postmortem animal dissection tables |  | See Accessories - 42261708
42261705 | Postmortem animal dissection tables or accessories
42261706 | Embalming workstations |  | See Accessories - 42261708
42261706 | Embalming workstations or accessories
42261707 | Autopsy down draft workstations |  | See Accessories - 42261708
42261707 | Autopsy down draft workstations or accessories
42261708 | Autopsy workstation or furniture accessories | New
42261800 | Cadaver transport and storage equipment and supplies
42261801 | Cadaver storage racks
42261801 | Cadaver storage racks
42261802 | Cadaver carriers
42261802 | Cadaver carriers
42261803 | Cadaver scissor lift trolleys
42261803 | Cadaver scissor lift trolleys
42261804 | Morgue cabinet refrigerators
42261804 | Morgue cabinet refrigerators
42261805 | Morgue walk in refrigerators
42261805 | Morgue walk in refrigerators
42261806 | Morgue freezers
42261806 | Morgue freezers
42261807 | Autopsy carts
42261807 | Autopsy carts
42261808 | Cadaver trays
42261808 | Cadaver trays
42261809 | Cadaver lifter or transfer devices
42261809 | Cadaver lifter or transfer devices
42261810 | Body transport containers
42261810 | Body transport containers
42261900 | Clinical forensics equipment and supplies
42261901 | Postmortem fingerprint or impression materials
42261901 | Postmortem fingerprint or impression materials
42261902 | Antiputrefaction masks
42261902 | Antiputrefaction masks
42261903 | Postmortem blood detection kits or supplies
42261903 | Postmortem blood detection kits or supplies
42261904 | Biological evidence collection kits
42261904 | Biological evidence collection kits
42262000 | Embalming equipment and supplies
42262001 | Embalming cavity injectors
42262001 | Embalming cavity injectors
42262002 | Embalming vein drainage tubes
42262002 | Embalming vein drainage tubes
42262003 | Embalming fluids or chemical treatments
42262003 | Embalming fluids or chemical treatments
42262004 | Embalming injecting tubes
42262004 | Embalming injecting tubes
42262005 | Embalming sinks |  | Accessories - see 42262009
42262005 | Embalming sinks or accessories
42262006 | Embalming kits
42262006 | Embalming kits
42262007 | Embalming injector needles
42262007 | Embalming injector needles
42262008 | Eye caps
42262008 | Eye caps
42262009 | Embalming sink accessories | New
42262100 | Mortuary equipment and supplies
42262101 | Mortuary outfits
42262101 | Mortuary outfits
42262102 | Mortuary packs
42262102 | Mortuary packs
42262103 | Mortuary wraps
42262103 | Mortuary wraps
42262104 | Mortuary aspirators
42262104 | Mortuary aspirators
42262105 | Mortuary hardening compounds
42262105 | Mortuary hardening compounds
42270000 | Respiratory and anesthesia and resuscitation products
42271500 | Respiratory monitoring products
42271501 | Apnea monitors |  | Accessories - see 42271512
42271501 | Apnea monitors or accessories
42271502 | Arterial blood gas monitors |  | Accessories - see 42271513
42271502 | Arterial blood gas monitors or accessories
42271503 | End tidal carbon dioxide monitors |  | Accessories - see 42271514
42271503 | End tidal carbon dioxide monitors or supplies
42271504 | Esophageal stethoscopes
42271504 | Esophageal stethoscopes
42271505 | Respiratory monitoring kits |  | Accessories - see 42271515
42271505 | Respiratory monitoring kits or its accessories
42271506 | Oxygen monitors or supplies | Obsolete | See specific codes under 42271700
42271507 | Arterial blood sampling kits | New
42271508 | Blood gas monitoring cells | New
42271509 | Blood gas monitoring sensors | New
42271510 | Pulmonary testing system diffusion sample bags | New
42271511 | Ventilatory effort recorders | New
42271512 | Apnea monitor accessories | New
42271513 | Arterial blood gas monitor accessories | New
42271514 | End tidal carbon dioxide monitor supplies | New
42271515 | Respiratory monitoring kit accessories | New
42271600 | Pulmonary function testing and treatment products
42271601 | Body plethysmographs | Obsolete | See 42181540
42271602 | Spirometers |  | Accessories - see 42271645
42271602 | Spirometers or its accessories or its supplies
42271603 | Bedside pulmonary function screeners
42271603 | Bedside pulmonary function screeners
42271604 | Peak flowmeters
42271604 | Peak flowmeters
42271605 | Pulmonary function calculators
42271605 | Pulmonary function calculators
42271606 | Pulmonary calibration devices
42271606 | Pulmonary calibration devices
42271607 | Pulmonary functioning tubing |  | Accessories - see 42271648
42271607 | Pulmonary functioning tubing or accessories
42271608 | Pulmonary stress test products
42271608 | Pulmonary stress test products
42271609 | Sleep study monitors
42271609 | Sleep study monitors or accessories
42271610 | Transcutaneous monitors or related products
42271610 | Transcutaneous monitors or related products
42271611 | Pulmonary ventilation monitors
42271611 | Pulmonary ventilation monitors
42271612 | Pulmonary gas analyzers or monitors
42271612 | Pulmonary gas analyzers or monitors
42271613 | Pulmonary pressure monitors
42271613 | Pulmonary pressure monitors
42271614 | Respiratory temperature monitors
42271614 | Respiratory temperature monitors
42271615 | Pneumotachometers
42271615 | Pneumotachs
42271616 | Pulmonary function monitor filters
42271616 | Pulmonary function monitor filters
42271617 | Chest percussors
42271617 | Chest percussors
42271618 | Spirometer recording pens
42271618 | Spirometer recording pens
42271619 | Inspiratory muscle trainers
42271619 | Inspiratory muscle trainer
42271620 | Lung water monitors
42271620 | Lung water monitor
42271621 | Positive expiratory pressure PEP therapy devices
42271621 | Positive expiratory pressure PEP therapy device
42271622 | Airway clearance vests
42271622 | Airway clearance vest
42271623 | Blow bottles | New
42271624 | Gaseous-phase argon gas analyzers | New
42271625 | Gaseous-phase carbon-dioxide gas analyzers | New
42271626 | Gas flow transducers | New
42271627 | Gaseous-phase carbon-monoxide gas analyzers | New
42271628 | Gaseous-phase helium gas analyzers | New
42271629 | Gaseous-phase neon gas analyzers | New
42271630 | Gaseous-phase nitrogen gas analyzers | New
42271631 | Gaseous-phase oxygen gas analyzers | New
42271632 | Nitric oxide analyzers | New
42271633 | Nitrogen dioxide analyzers | New
42271634 | Spirometer mouthpiece adapters | New
42271635 | Gaseous-phase hydrogen gas analyzers | New
42271636 | Spirometer electronic alarms | New
42271637 | Spirometer flowhead sealing ring kits | New
42271638 | Spirometer marking stylus | New
42271639 | Spirometer bulbs | New
42271640 | Spirometer mouthpieces | New
42271641 | Spirometer nose clip refill sponges | New
42271642 | Spirometer recording papers | New
42271643 | Spirometry peak flow meters | New
42271644 | Gaseous-phase argon glossopharyngeal gas analyzers | New
42271645 | Spirometer accessories or supplies | New
42271646 | Sleep study monitor accessories | New
42271647 | Gaseous-phase water vapor gas analyzers | New
42271648 | Pulmonary functioning tubing accessories | New
42271700 | Oxygen therapy delivery systems and devices
42271701 | Medical gas cylinders or related devices
42271701 | Medical gas cylinders or related devices - Oxygen Gas cylinders
42271702 | Oxygen concentrators
42271702 | Oxygen concentrators
42271703 | Oxygen air blenders
42271703 | Oxygen air blenders
42271704 | Oxygen timers
42271704 | Oxygen timers
42271705 | Oxygen delivery connectors or adapters
42271705 | Oxygen delivery connectors or adapters
42271706 | Respiratory therapy compressors
42271706 | Respiratory therapy compressors
42271707 | Flow sensors or regulators or components
42271707 | Flow sensors or regulators or components
42271708 | Medical oxygen masks or parts
42271708 | Medical oxygen masks or parts
42271709 | Medical nasal cannulae
42271709 | Medical nasal cannulae
42271710 | Medical nasal catheters or catheterization kits
42271710 | Medical nasal catheters or catheterization kits
42271711 | Medical head hoods
42271711 | Medical head hoods
42271712 | Medical aerosol tents
42271712 | Medical aerosol tents
42271713 | Medical hyperbaric chambers
42271713 | Medical hyperbaric chambers
42271714 | Medical incubators
42271714 | Medical incubators
42271715 | Medical oxygen tubing or connectors
42271715 | Medical oxygen tubing or connectors
42271716 | Cases for nasal insufflators
42271716 | Cases for nasal insufflators
42271717 | Inhalators or sets
42271717 | Inhalators or sets
42271718 | Oxygen therapy delivery system products
42271718 | Oxygen therapy delivery system products accessories or its supplies
42271719 | Oxygen insufflators
42271719 | Oxygen insufflator or its accessories
42271720 | Liquid oxygen converters
42271720 | Liquid oxygen converters
42271721 | Oxygen concentrator filters
42271721 | Oxygen concentrator filters
42271722 | Oxygen uptake computers
42271722 | Oxygen uptake computer
42271723 | Oxygen tents | New
42271724 | Portable oxygen generators | New
42271725 | Artificial airway speaking valves | New
42271726 | Oxygen insufflator accessories | New
42271727 | Oxygen therapy delivery system product accessories or supplies | New
42271800 | Respiratory humidity and aerosol therapy products
42271801 | Respiratory humidifiers or vaporizers
42271801 | Respiratory humidifiers or vaporizers
42271802 | Nebulizers |  | Accessories - see 42271806
42271802 | Nebulizer or accessories
42271803 | Transfer sets for respiratory therapy
42271803 | Transfer sets for respiratory therapy
42271804 | Resipratory atomizers | New
42271805 | Respiratory humidifier or vaporizer accessories | New
42271806 | Nebulizer accessories | New
42271807 | Metered dose inhaler spacers or holding chambers | New
42271900 | Airway management products
42271902 | Esophageal tubes
42271902 | Esophageal tubes
42271903 | Endotracheal tubes
42271903 | Endotracheal tubes
42271904 | Tracheostomy tubes
42271904 | Tracheostomy tubes
42271905 | Endobronchial tubes
42271905 | Endobronchial tubes
42271906 | Endotracheal or tracheostomy tube repair kits
42271906 | Endotracheal or tracheostomy tube repair kits
42271907 | Respiratory aspirator products
42271907 | Respiratory aspirator products or accessories
42271908 | Artificial airway holders
42271908 | Artificial airway holders
42271909 | Artificial airway accessories
42271909 | Artificial airway accessories
42271910 | Endotracheal or tracheotomy sets
42271910 | Endotracheal or tracheotomy sets
42271911 | Respiratory manometer kits
42271911 | Respiratory manometer kits
42271912 | Nasopharyngeal tubes or airways
42271912 | Nasopharyngeal tubes
42271913 | Pharyngeal airways or airways kits
42271913 | Pharyngeal airways or airways kits
42271914 | Airway pressure gages
42271914 | Airway pressure gages
42271915 | Tracheostomy accessories
42271915 | Tracheostomy accessories
42271916 | Pharyngometers
42271916 | Pharyngometer or accessory
42271917 | Airway monitoring systems | New
42271918 | Artificial noses and heat and moisture condensers | New
42271919 | Nasopharyngeal airway kits | New
42271920 | Tracheal or tracheostomy tube cuff spreaders | New
42271921 | Artificial airway fenestrators | New
42271922 | Supraglottic ventilatory devices | New
42271923 | Jet ventilation devices | New
42271924 | Emergency cricothyrotomy kits | New
42271925 | Mucosal atomization devices | New
42271926 | Orogastric tubes | New
42271927 | Laryngectomy kits | New
42271928 | Oxygen flow modulator sets | New
42271929 | Percutaneous dilatational or dilational tracheostomy sets | New
42271930 | Pharyngeal tissue retractors | New
42271931 | Mucus extractors and specimen traps | New
42271932 | Laryngectomy tube accessories | New
42271933 | Laryngectomy tubes | New
42271934 | Jet ventilation device accessories | New
42271935 | Pharyngometer accessories | New
42271936 | Respiratory aspirator product accessories | New
42272000 | Intubation supplies
42272001 | Intubation laryngoscopes |  | Accessories - see 42272018
42272001 | Laryngoscopes or accessories
42272002 | Laryngeal sprays | Obsolete | See 42192617
42272003 | Bite blocks
42272003 | Bite blocks
42272004 | Intubation stylets
42272004 | Intubation stylets
42272005 | Intubation forceps
42272005 | Intubation forceps
42272006 | Introducers
42272006 | Introducers
42272007 | Bender tools
42272007 | Bender tools
42272008 | Intubation gauges or guides
42272008 | Intubation gauges or guides
42272009 | Patient carbon dioxide detectors
42272009 | Patient carbon dioxide detectors
42272011 | Suction catheters or its accessories | Obsolete | See 42293501 or 42293525
42272016 | Laryngeal keels or accessories | Obsolete | See 42295909
42272017 | Intubator components |  | Accessories - see 42272019
42272017 | Intubator components or accessories
42272018 | Intubation laryngoscope accessories | New
42272019 | Intubator component accessories | New
42272100 | Negative mechanical pressure ventilators
42272101 | Iron lungs
42272101 | Iron lung
42272102 | Chest cuirass products
42272102 | Chest cuirass products
42272103 | Negative mechanical pressure ventilator accessories | New
42272200 | Positive mechanical pressure ventilators and accessories
42272201 | Intermittent positive pressure breathing IPPB machines
42272201 | Intermittent positive pressure breathing IPPB machines
42272202 | Non invasive continuous positive air pressure machines
42272202 | Non invasive continuous positive air pressure machines
42272203 | Non invasive bi level machines
42272203 | Non invasive bi level machines
42272204 | Transport ventilators
42272204 | Transport ventilators
42272205 | Intensive care ventilators
42272205 | Adult or pediatric intensive care ventilators
42272206 | Infant intensive care ventilators | Obsolete | See - 42272205
42272207 | High frequency ventilators
42272207 | High frequency ventilators
42272208 | Home care ventilators
42272208 | Home care ventilators
42272209 | Ventilator circuits |  | Accessories - see 42272230
42272209 | Ventilator or breathing circuit
42272210 | Breathing circuit bags | Obsolete | See - 42272223
42272211 | Hyperinflation products
42272211 | Hyperinflation products
42272212 | Positive end expiratory pressure PEEP valves
42272212 | Positive end expiratory pressure PEEP valves
42272213 | Continuous positive airway pressure CPAP masks or straps
42272213 | Continuous positive airway pressure CPAP masks or straps
42272214 | Circuit connectors or adapters or valves | Obsolete | See - 42272230
42272215 | Ventilator testing supplies
42272215 | Ventilator testing supplies
42272216 | Ventilator thermometers
42272216 | Ventilator thermometers
42272217 | Ventilator water traps
42272217 | Ventilator water traps
42272218 | Ventilator gas sampling ports or lines
42272218 | Ventilator gas sampling ports or lines
42272219 | Ventilator heat or moisture exchangers or filters
42272219 | Ventilator heat or moisture exchangers or filters
42272220 | Ventilator accessories
42272220 | Ventilator accessories
42272221 | Ventilator humidification products | Obsolete | See - 42272220
42272222 | Ventilator weaning products
42272222 | Ventilator weaning products
42272223 | Breathing apparatus accessories or supplies
42272223 | Breathing apparatus accessories or supplies
42272224 | Ventilator circuit kits
42272224 | Ventilator circuit kits
42272225 | Bi level positive airway pressure Bi PAP accessories
42272225 | Bi level positive airway pressure Bi PAP accessories
42272226 | Anesthesia breathing circuit accessories | New
42272227 | Artificial airway continuous positive airway pressure (cpap) catheters | New
42272228 | Artificial airway cpap catheter mounts | New
42272229 | Anesthesia breathing circuits | New | Accessories - see 4227226
42272230 | Ventilator circuit accessories | New
42272300 | Resuscitation supplies
42272301 | Manual resuscitators
42272301 | Manual resuscitators
42272302 | Pneumatic resuscitators
42272302 | Pneumatic resuscitators
42272303 | Resuscitation masks |  | Accessories - see 42272308
42272303 | Resuscitation masks or accessories
42272304 | Resuscitator components
42272304 | Resuscitator components or accessories
42272305 | Resuscitation connectors |  | Accessories - see 42272309
42272305 | Resuscitation connectors
42272306 | Resuscitation kits
42272306 | Resuscitation kits
42272307 | Cases for resuscitation apparatus |  | Accessories - 42272310
42272307 | Cases for resuscitation apparatus or accessories
42272308 | Resuscitation mask accessories | New
42272309 | Resuscitator component accessories | New
42272310 | Cases for resuscitation apparatus accessories | New
42272500 | Anesthesia apparatus and accessories and supplies
42272501 | Gas anesthesia apparatus or machines
42272501 | Gas anesthesia apparatus
42272502 | Absorber units for gas anesthesia apparatus or machines
42272502 | Absorber units for gas anesthesia apparatus
42272503 | Anesthesia inhalers or inhaler units
42272503 | Anesthesia inhalers or inhaler units or accessories
42272505 | Gas anesthesia apparatus tubes or tubing assemblies or tube fittings
42272505 | Gas anesthesia apparatus tubes or tubing assemblies or tube fittings or accessories
42272506 | Anesthesia apparatus screen filters
42272506 | Anesthesia apparatus screen filters
42272507 | Temperature control for anesthesia apparatus
42272507 | Temperature control for anesthesia apparatus
42272509 | Anesthesia machine calibrators
42272509 | Anesthesia machine calibrators or accessories
42272510 | Anesthesia machine upgrade kits
42272510 | Anesthesia machine upgrade kits or accessories
42272511 | Anesthesia inhalation breathing gases mixers | New
42272512 | Anesthetic gas masks | New
42272513 | Ultrasonic air embolism monitors | New
42272514 | Electric peripheral nerve stimulators | New
42272515 | Algesimeters | New
42272516 | Anesthesia machine upgrade kit accessories | New
42272517 | Anesthesia inhaler or inhaler unit accessories | New
42272518 | Gas anesthesia apparatus or mahcine accessories | New
42272519 | Gas anesthesia apparatus tube or tubing assembly or tube fitting accessories | New
42272520 | Anesthesia machine calibrator accessories | New
42272521 | Ether delivery apparatus or machines | New
42272522 | Bispectral index monitor accessories | New
42272523 | Bispectral index monitors | New
42272524 | Gaseous-phase anesthetic nitrous-oxide gas delivery systems | New
42272525 | Gaseous-phase anesthetic concentration desflurane gas analyzers | New
42272526 | Gaseous-phase anesthetic concentration enflurane gas analyzers | New
42272527 | Gaseous-phase anesthetic concentration halothane gas analyzers | New
42272528 | Gaseous-phase anesthetic concentration isoflurane gas analyzers | New
42272529 | Gaseous-phase anesthetic concentration nitrous-oxide gas analyzers | New
42272530 | Gaseous-phase anesthetic desflurane gas delivery systems | New
42272531 | Gaseous-phase anesthetic enflurane gas delivery systems | New
42272532 | Gaseous-phase anesthetic halothane gas delivery systems | New
42272533 | Gaseous-phase anesthetic isoflurane gas delivery systems | New
42272534 | Gaseous-phase anesthetic concentration sevofluane gas analyzers | New
42272535 | Ether delivery apparatus or machine accessories | New
42272536 | Gaseous-phase anesthetic sevoflurane gas delivery systems | New
42280000 | Medical sterilization products
42281500 | Autoclave and sterilizer equipment and accessories
42281501 | Chemical or gas sterilizers
42281501 | Chemical or gas sterilizers
42281502 | Dry heat or hot air sterilizers
42281502 | Dry heat or hot air sterilizers
42281503 | Filter sterilizers
42281503 | Filter sterilizers
42281504 | Glass bead sterilizers
42281504 | Glass bead sterilizers
42281505 | Lifting handles for sterilizer containers or trays
42281505 | Lifting handles for sterilizer containers or trays
42281506 | Powered instrument cleaning devices or accessories | Obsolete | See - 42295215
42281507 | Radiation sterilizers
42281507 | Radiation sterilizers
42281508 | Steam autoclaves or sterilizers
42281508 | Steam autoclaves or sterilizers
42281509 | Sterilization containers or trays
42281509 | Sterilization containers or trays
42281510 | Sterilization instrument clips or racks or stringers or holders
42281510 | Sterilization instrument clips or racks or stringers or holders
42281511 | Sterilization lamps
42281511 | Sterilization lamps
42281512 | Sterilization lids
42281512 | Sterilization lids
42281513 | Sterilization nameplates
42281513 | Sterilization nameplates
42281514 | Sanitizer heaters
42281514 | Sanitizer heaters or accessories
42281515 | Sterilization cabinets
42281515 | Sterilization cabinets
42281516 | Sterilization filters | Obsolete | See 42281534 or 42281536
42281517 | Sterilization water recovery systems
42281517 | Sterilization water recovery systems
42281518 | Sterilization cannula bars
42281518 | Sterilization cannula bars
42281519 | Needle sterilizers
42281519 | Needle sterilizers
42281521 | Sterilization sets
42281521 | Sterilization sets
42281522 | Sterilization instruments or sterilization cases inserts
42281522 | Sterilization instruments or sterilization cases inserts
42281523 | Sterilization filter sleeves
42281523 | Sterilization filter sleeves
42281524 | Sterilization adapters or adapter assemblies
42281524 | Sterilization adapters or adapter assemblies
42281525 | Sterilization gas or chemical or radiation aerators
42281525 | Sterilization gas or chemical or radiation aerator
42281526 | Biological indicator test incubator
42281526 | Biological indicator test incubator
42281527 | Sterilizer sterilant concentrate or cassette or cartridge
42281527 | Sterilizer sterilant concentrate or cassette or cartridge
42281528 | Chemical or gas sterilizer accessories
42281528 | Chemical or gas sterilizer accessories
42281529 | Dry heat or hot air sterilizer accessories
42281529 | Dry heat or hot air sterilizer accessories
42281530 | Steam autoclave or sterilizer accessories
42281530 | Steam autoclave or sterilizer accessories
42281531 | Ultraviolet sterilizers
42281531 | Ultraviolet sterilizer
42281532 | Gas plasma sterilizers
42281532 | Gas plasma sterilizer
42281533 | DUPLICATE - DO NOT USE SEE 42281526 Biological indicator test incubators
42281534 | Sterilization filters for sterilization instruments | New
42281536 | Sterilization filters for sterilization cases | New
42281537 | Sterilizer sterilant concentrates or cassettes or cartridges - isn't this the same as 42281527 | New | Use 42281527
42281600 | Cold sterilization and disinfectant solutions
42281603 | Medical device or instrument disinfectants
42281603 | Instrument disinfectant or sterilant
42281604 | Medical surface disinfectants
42281604 | Medical surface disinfectants
42281605 | Medical antisetting compounds
42281605 | Medical antisetting compounds
42281606 | Medical gas fumigators
42281606 | Medical gas fumigators
42281607 | Medical device or instrument sterilants | New
42281700 | Disinfecting or presterilization cleaning equipment and solutions
42281701 | Chamber cleaners for autoclaves or sterilizers
42281701 | Chamber cleaners for autoclaves or sterilizers
42281702 | Disinfectant soaking pans | Obsolete | See 42282002
42281703 | Instrument care kits
42281703 | Instrument care kits
42281704 | Instrument cleaners or detergents
42281704 | Instrument cleaners or detergents
42281705 | Medical equipment and instrument disinfectant washing equipment | Obsolete | See 42282010
42281706 | Instrument lubricants or milks
42281706 | Instrument lubricants or milk
42281707 | Instrument stain remover pads
42281707 | Instrument stain remover pads
42281708 | Sterilization cart cleaners
42281708 | Sterilization cart cleaners
42281709 | Sterilization cleaning brushes
42281709 | Sterilization cleaning brushes
42281710 | Sterilization deodorants
42281710 | Sterilization deodorants
42281711 | Sterilization liquid descalers
42281711 | Sterilization liquid descalers
42281712 | Ultrasonic cleaning equipment | Obsolete | See 42282017
42281713 | Sterilization drain pans
42281713 | Sterilization drain pans
42281714 | Body waste receptacle washers | New
42281800 | Sterilization indicators and controls
42281801 | Disinfectant test strips
42281801 | Disinfectant test strips
42281802 | Sterilization labels
42281802 | Sterilization labels
42281803 | Sterilization biological kits
42281803 | Sterilization biological kit
42281804 | Sterilization controls
42281804 | Sterilization controls
42281805 | Sterilization indicator records
42281805 | Sterilization indicator records
42281806 | Sterilization indicator strips
42281806 | Sterilization indicator strips
42281807 | Sterilization indicator tapes
42281807 | Sterilization indicator tapes
42281808 | Sterilization papers or sheets
42281808 | Sterilization papers or sheets
42281809 | Sterilization record storage envelopes
42281809 | Sterilization record storage envelopes
42281810 | Sterilization test packs
42281810 | Sterilization test packs and accessories
42281811 | Sterilization container locks
42281811 | Sterilization container lock
42281812 | Sterilization storage environment indicators | New
42281813 | Sterilization test pack accessories | New
42281900 | Sterilization wraps and packaging supplies
42281901 | Holders or carts for sterilization wrappers or pouches
42281901 | Holders or carts for sterilization wrappers or pouches
42281902 | Sterilization wraps or overwraps
42281902 | Sterilization wrap or overwrap
42281903 | Sterilization dust covers
42281903 | Sterilization dust covers
42281904 | Sterilization pouches
42281904 | Sterilization pouches
42281905 | Sterilization heat sealers
42281905 | Sterilization heat sealers
42281906 | Sterilization instrument bands
42281906 | Sterilization instrument bands
42281907 | Sterilization instrument protectors
42281907 | Sterilization instrument protectors
42281908 | Sterilization instrument tray liners
42281908 | Sterilization instrument tray liners
42281909 | Sterilization labeling guns
42281909 | Sterilization labeling guns or tapes or pens
42281912 | Sterilization towels
42281912 | Sterilization towels
42281913 | Sterilization tubing
42281913 | Sterilization tubing
42281914 | Sterilization disposable containers
42281914 | Sterilization disposable containers
42281915 | Sterilization reels
42281915 | Sterilization reels
42281916 | Sterilization bags
42281916 | Sterilization bags
42281917 | Sterilization labels or tapes | New
42282000 | Instrument cleaning devices and accessories | v19
42282001 | Automated endoscope reprocessor systems AERs | New
42282002 | Disinfectant soaking pans | New
42282003 | Electron-beam sterilizers | New
42282004 | Endoscope flushing systems | New
42282005 | Endoscope pull-through cleaning systems | New
42282006 | Filtration sterilizers | New
42282007 | Flash sterilizers | New
42282008 | Immersion and rotary cleaning systems | New
42282009 | Gamma-ray sterilizers | New
42282010 | Medical equipment and instrument disinfectant washing equipment | New
42282011 | Microwave sterilizers | New
42282012 | Passivation equipment | New
42282013 | Ozone sterilizers | New
42282014 | Pasteurization disinfection systems | New
42282015 | Penicylinders | New
42282016 | Soak-and-spray cleaning systems | New
42282017 | Ultrasonic cleaning equipment | New
42282018 | Ultrasonic tanks and tumblers | New
42282019 | X-ray sterilizers | New
42282020 | Instrument cleaning device accessories | New
42290000 | Surgical products
42291500 | Surgical bone biopsy instruments and related products
42291501 | Surgical bone biopsy mills or related products
42291501 | Surgical bone biopsy mills or related products
42291502 | Surgical bone biopsy trephines
42291502 | Surgical bone biopsy trephines
42291503 | Surgical planer accessories | New
42291600 | Surgical cutting instruments and snares and related products
42291601 | Laser surgery scalpels or knives or knife handles | Obsolete | See 42295163
42291602 | Surgical bolt or cable or pin or wire cutter instruments
42291602 | Surgical bolt or cable or pin or wire cutter instruments
42291603 | Surgical bone cutting forceps
42291603 | Surgical bone cutting forceps
42291604 | Surgical bone hand saws or wire saws or saw handles
42291604 | Surgical bone hand saws or wire saws or saw handles
42291605 | Surgical broaches
42291605 | Surgical broaches
42291606 | Surgical chisels or gouges
42291606 | Surgical chisels or gouges
42291607 | Surgical curettes or loops or curette sets
42291607 | Surgical curettes or loops
42291608 | Surgical cutting blocks or boards or platforms
42291608 | Surgical cutting blocks or boards or platforms
42291609 | Surgical nippers
42291609 | Surgical nippers
42291610 | Surgical planes
42291610 | Surgical planes
42291611 | Surgical rasps or files
42291611 | Surgical rasps
42291612 | Surgical rongeurs
42291612 | Surgical rongeurs
42291613 | Surgical scalpels or knives or blades or trephines |  | Accessories - see 42291632
42291613 | Surgical scalpels or knives or blades or trephines or accessories
42291614 | Surgical scissors
42291614 | Surgical scissors
42291615 | Surgical shears
42291615 | Surgical shears
42291616 | Surgical snares or snare wires
42291616 | Surgical snares or snare wires
42291617 | Surgical spuds
42291617 | Surgical spuds
42291619 | Surgical tomes
42291619 | Surgical tomes
42291620 | Surgical trocars for general use or accessories | Obsolete | See 42294979
42291621 | Finger ring removers or cutters
42291621 | Finger ring removers
42291622 | Adenotomes
42291623 | Periosteotomes
42291624 | Meniscotomes
42291625 | Infant heel incision instruments | Obsolete
42291627 | Surgical burr |  | Accessories - see 42291633
42291627 | Surgical burr or its accessories
42291628 | Bone dowel cutting instruments
42291629 | Surgical piston cutting jigs | New
42291630 | Surgical knife handles | New
42291631 | Surgical cutting instrument protective shields | New
42291632 | Surgical scalpel or knife or blade or trephine accessories | New
42291633 | Surgical burr accessories | New
42291700 | Surgical hand drills and reamers and puncturing instruments and accessories and related products
42291701 | Surgical hand or twist drills or drill kits |  | Accessories - see 42291712
42291701 | Surgical hand or twist drills or drill kits or accessories
42291702 | Surgical hand reamers or awls
42291702 | Surgical hand reamers or awls
42291703 | Surgical perforators
42291703 | Surgical perforators
42291704 | Surgical punches or punch holder or accessories | Obsolete | See 42291713 or 42291716
42291705 | Surgical reamer adapters | Obsolete | See 42291702 or 42291704
42291707 | Craniotomy kits
42291708 | Surgical drill bit or accessories |  | Do Not Use - see 42295210 or
42291708 | Surgical drill bit or accessories
42291709 | Surgical non powered saw blades
42291709 | Surgical saw blades or accessories
42291710 | Amnio hook
42291711 | Ventricular cannulas or needles
42291712 | Surgical hand or twist drill or drill kit accessories | New
42291713 | Surgical punches or punch holders
42291714 | Surgical saw blade accessories
42291715 | Surgical hollow mill or screw remover sets
42291716 | Surgical punch or punch holder accessories
42291800 | Surgical clamps and forceps and surgical ligators and related instruments
42291801 | Surgical band ligator appliers or bands or related products
42291801 | Surgical band ligator appliers or bands or related products
42291802 | Surgical clamps or clips or forceps |  | Accessories - see 42291808 / 42296817
42291802 | Surgical clamps or clips or forceps or accessories
42291803 | Surgical laser clamps or forceps | Obsolete | See 42295163
42291804 | Circumcision clamps or bells
42291804 | Circumcision clamp or bell
42291805 | Newborn umbilical cord clamps or cutters or clamp cutters
42291805 | Newborn umbilical cord clamp
42291806 | Bandage clips |  | Do Not use - duplicate see 42311501
42291807 | Surgical clip reloading racks | New
42291808 | Surgical clamp or forcep or surgical ligator accessories | New
42291900 | Surgical instrument and tube holders and positioners
42291901 | Surgical instrument holders or positioners |  | Accessories - see 42296817
42291901 | Surgical instrument holders or positioners
42291902 | Surgical tube holders or positioners
42291902 | Surgical tube holders or positioners
42292000 | Surgical mirrors
42292001 | Surgical mirrors |  | Accessories - see 42292003
42292001 | Surgical otolaryngological mirrors or accessories | Obsolete
42292002 | Artificial eyes
42292003 | Surgical mirror accessories
42292100 | Surgical inserters and extractors and related products
42292101 | Surgical inserters or inserters kits
42292101 | Surgical inserters or inserters kits
42292102 | Surgical extractors |  | Accessories - see 42296817
42292102 | Surgical extractors
42292103 | Surgical chucks or keys | Obsolete
42292104 | Surgical combination inserters extractors | New
42292105 | Surgical combination impactors extractors | New
42292106 | Bone pin driver-bender-extractors
42292200 | Surgical approximators and compressors and depressors and related products | Obsolete
42292201 | Surgical approximators | Obsolete
42292202 | Surgical compressors | Obsolete
42292203 | Surgical depressors | Obsolete
42292300 | Surgical bending irons and crimpers and pliers and tensioners and wrenches and related products
42292301 | Surgical bending instruments |  | Accessories - see 42292308
42292301 | Surgical bending instruments
42292302 | Surgical crimpers |  | Accessories - see 42296817
42292302 | Surgical crimpers
42292303 | Surgical pliers |  | Accessories - see 42296817
42292303 | Surgical pliers
42292304 | Surgical tensioners |  | Accessories - see 42296817
42292304 | Surgical tensioners
42292305 | Surgical vice grips |  | Accessories - see 42296817
42292305 | Surgical vice grips
42292306 | Surgical wire holding forceps or twisters |  | Accessories - see 42296817
42292306 | Surgical wire holding forceps or twisters
42292307 | Surgical wrenches |  | Accessories - see 42296817
42292307 | Surgical wrenches
42292308 | Surgical bending instrument accessories
42292400 | Surgical taps and drivers and related products
42292401 | Surgical taps |  | Accessories - see 42296817
42292401 | Surgical taps
42292402 | Surgical drivers |  | Accessories - see 42292404
42292402 | Surgical drivers or its parts or accessories
42292403 | Surgical ratchet handles |  | Accessories - see 42296817
42292403 | Surgical ratchet handles
42292404 | Surgical driver accessories | New
42292405 | Surgical drill countersinks | New
42292500 | Surgical hammers and mallets and impactors and presses and related products
42292501 | Surgical tamps |  | Accessories - see 42296817
42292501 | Surgical tamps
42292502 | Surgical hammers or mallets |  | Accessories - see 42296817
42292502 | Surgical hammers or mallets
42292503 | Surgical impactors or packers |  | Accessories - see 42296817
42292503 | Surgical impactors or packers
42292504 | Surgical presses |  | Accessories - see 42296817
42292504 | Surgical presses
42292505 | Surgical hammer or mallet caps |  | Accessories - see 42296817
42292505 | Surgical hammer or mallet caps
42292506 | Skull plate anvils
42292507 | Autopsy mallets
42292600 | Surgical dilators and probes and grooves and related products
42292601 | Surgical dilators |  | Accessories - see 42296817
42292601 | Surgical dilators or accessories
42292602 | Surgical grooves |  | Accessories - see 42292604
42292602 | Surgical grooves
42292603 | Surgical probes or directors |  | Accessories - see 42292604
42292603 | Surgical probes or directors
42292604 | Surgical dilator or probe or groove accessories
42292700 | Surgical dissectors and elevators and picks and related products
42292701 | Surgical dissectors |  | Accessories - see 42296817
42292701 | Surgical dissectors
42292702 | Surgical elevators or levers |  | Accessories - see 42296817
42292702 | Surgical elevators or levers
42292703 | Surgical lifters |  | Accessories - see 42296817
42292703 | Surgical lifters
42292704 | Surgical picks
42292704 | Surgical picks
42292800 | Surgical marking instruments
42292801 | Ophthalmic marking instruments |  | Accessories - see 42296817
42292801 | Ophthalmic marking instruments
42292802 | Surgical marking instruments for general use |  | Accessories - see 42296817
42292802 | Surgical marking instruments for general use
42292803 | Biopsy sealing and marking devices |  | Accessories - see 42296817
42292803 | Biopsy sealing and marking device
42292900 | Suture and surgical tissue closure instruments and related products
42292901 | Surgical cerclage instruments |  | Accessories - see 42296817
42292901 | Surgical cerclage instruments
42292902 | Surgical laser needle holders | Obsolete | See 42295163
42292903 | Surgical needle holders |  | Accessories - see 42296817
42292903 | Surgical needle holders for general use
42292904 | Surgical suture or wire passers or related products |  | Accessories - see 42296817
42292904 | Surgical suture or wire passers or related products
42292907 | Skin stretching systems |  | Accessories - see 42296817
42292907 | Skin stretching systems
42292908 | Surgical purstring devices |  | Accessories - see 42296817
42292908 | Surgical purstring devices
42292909 | Suture adjusters | New
42292910 | Suture hooks | New
42292911 | Suture clips | New | Use for Internal Clips - other than aneurysm - use 42296101 or 42296102
42292912 | Suture guides | New
42292913 | Surgical cerclage instrument accessories | New
42292914 | Suture can covers | New
42293000 | Surgical measuring devices and related products
42293001 | Surgical calipers or rulers or protractors |  | Accessories - see 42296817
42293001 | Surgical calipers or rulers
42293002 | Surgical measuring gauges or rods |  | Accessories - see 42296817
42293002 | Surgical measuring gauges or rods
42293003 | Surgical graft measuring instruments |  | Accessories - see 42296817
42293003 | Surgical graft measuring instruments
42293004 | Surgical sizing instruments or templates |  | Accessories - see 42296817
42293004 | Surgical sizing instruments for general use
42293005 | Surgical valve sizing instruments |  | Accessories - see 42296817
42293005 | Surgical valve sizing instruments
42293006 | Surgical measuring tapes |  | Accessories - see 42296817
42293006 | Surgical measuring tapes
42293007 | Internal pelvimeters | New | Accessories - see 42296817
42293008 | Surgical punctometers | New | Accessories - see 42296817
42293100 | Surgical retractors and related products
42293101 | Laser surgery retractors | Obsolete | See 42295163
42293102 | Surgical retraction hooks |  | Accessories - see 42296817
42293102 | Surgical retraction hooks
42293103 | Surgical lighted fiberoptic retractors | Obsolete | See - 42293107
42293104 | Surgical mouth gags |  | Accessories - see 42293140
42293104 | Surgical mouth gags or accessories
42293105 | Surgical rake retractors | Obsolete | See - 42293107
42293106 | Surgical retractor sets |  | Accessories - see 42296817
42293106 | Surgical retractor sets
42293107 | Surgical retractors |  | Accessories - see 42296817
42293107 | Surgical retractors for general use
42293108 | Surgical stabilizers |  | Accessories - see 42296817
42293108 | Surgical stabilizers
42293109 | Surgical tissue protectors
42293109 | Surgical tissue protectors
42293110 | Orthopedic retractors | Obsolete | See - 42293107
42293111 | Ophthalmic retractors | Obsolete | See - 42293107
42293112 | Cardiovascular or thoracic retractors | Obsolete | See - 42293107
42293113 | Vein retractors | Obsolete | See - 42293107
42293114 | Oral retractors | Obsolete | See - 42293107
42293115 | Tracheal retractors | Obsolete | See - 42293107
42293116 | Rectal retractors | Obsolete | See - 42293107
42293117 | Gastrointestinal retractors | Obsolete | See - 42293107
42293118 | Uterine retractors | Obsolete | See - 42293107
42293119 | Abdominal retractors | Obsolete | See - 42293107
42293120 | Spine or neuro retractors | Obsolete | See - 42293107
42293121 | Gland retractors | Obsolete | See - 42293107
42293122 | Ear retractors | Obsolete | See - 42293107
42293123 | Plastic surgery retractors | Obsolete | See - 42293107
42293124 | Nerve retractors | Obsolete | See - 42293107
42293125 | Sternum retractors | Obsolete | See - 42293107
42293126 | Amputation retractors | Obsolete | See - 42293107
42293127 | Tissue retractors | Obsolete | See - 42293107
42293128 | Skin retractors | Obsolete | See - 42293107
42293129 | Microsurgical retractors | Obsolete | See - 42293107
42293130 | Lung retractors | Obsolete | See - 42293107
42293131 | Eyelid retractors | Obsolete | See - 42293107
42293132 | Finger retractors | Obsolete | See - 42293107
42293133 | Surgical retractor rings
42293133 | Surgical retractor rings
42293134 | Cervical retractors | Obsolete | See - 42293107
42293135 | Lip retractors | Obsolete | See - 42293107
42293136 | Retractor adapters | Obsolete | See - 42293107
42293137 | Orthopedic retractor blades | Obsolete | See - 42293107
42293138 | Surgical urology retractors or its accessories | Obsolete | See - 42293107
42293139 | Retractor accessories
42293139 | Retractor attachments
42293140 | Surgical mouth gag accessories | New
42293200 | Surgical myoma instruments
42293201 | Surgical myoma screws
42293300 | Surgical distractors and spreaders and separators and related products
42293301 | Surgical distractors
42293301 | Surgical distractors or accessories
42293302 | Surgical separators
42293302 | Surgical separators
42293303 | Surgical speculas
42293303 | Surgical specula
42293304 | Surgical spreaders
42293304 | Surgical spreaders
42293305 | Surgical distractIon and compression instrument accessories | New
42293306 | Surgical combination compressors distractors | New
42293307 | Surgical approximators | New
42293308 | Surgical compressors | New
42293309 | Surgical depressors | New
42293400 | Surgical manipulators and implant positioners and related products
42293401 | Surgical guides
42293401 | Surgical guides
42293403 | Surgical implant holders | Obsolete | See 42293406
42293404 | Surgical pushers
42293404 | Surgical pushers
42293405 | Surgical manipulating instruments
42293405 | Surgical manipulating instruments
42293406 | Surgical implant positioners and holders
42293406 | Surgical implant positioners
42293407 | Ureteral or urethral filiforms
42293407 | Ureteral or urethral filiform
42293408 | Urethral or ureteral followers
42293408 | Urethral or ureteral follower
42293409 | Intramedullary instruments
42293410 | Intramedullary instrument accessories
42293411 | Spinal system corkscrews
42293412 | Surgical myoma screws
42293500 | Surgical suction and irrigation cannulas and tips and stylets and related products
42293501 | Irrigation or suction handpieces or cannulas or tips or catheters |  | See 42293520 for Accessories
42293501 | Surgical irrigation or suction handpiece or cannula or tip | Obsolete | See 42293501 - 42293525
42293502 | Surgical laser suction or irrigation cannulas or tips or related products | Obsolete | See 42295163
42293503 | Surgical vacuum extraction devices or curettes or related products
42293503 | Surgical vacuum extraction devices or curettes or related products
42293504 | Ophthalmic irrigation or aspiration supplies
42293504 | Ophthalmic irrigation or aspiration supplies or accessories
42293505 | Surgical suction drain probes
42293505 | Surgical suction drain probes
42293506 | Surgical suction bulbs
42293506 | Surgical suction bulbs
42293507 | Surgical suction reservoirs
42293507 | Surgical suction reservoirs
42293508 | Ear nose and throat ENT irrigation or aspiration supplies or accessories
42293509 | Surgical irrigation sets
42293509 | Surgical irrigation sets or accessories
42293510 | Carts for suction machines or appliances | New
42293511 | Medical or surgical suction or vacuum appliance accessories | New
42293512 | Snake-bite suction kits | New
42293513 | Suction biopsy instruments | New
42293514 | Medical or surgical suction container liners | New
42293515 | Medical or surgical suction tubings | New
42293516 | Ultrasonic surgical aspirator accessories | New
42293517 | Ultrasonic surgical aspirators | New
42293518 | Surgical irrigation pump equipment or pulsed lavage with or without suction | New
42293519 | Medical fluid solidifiers | New
42293520 | Irrigation or suction handpiece or cannula or tip or catheter accessories | New | Accessories only
42293521 | Medical or surgical suction containers | New
42293522 | Medical or surgical suction or vacuum appliances | New
42293523 | Medical or surgical suction sets or kits | New
42293524 | Cases for medical suction cannulae | New
42293525 | Medical or surgical floor suction mats or apparatus | New
42293526 | Ophthalmic irrigation or aspiration accessories | New
42293527 | Surgical irrigation set accessories | New
42293600 | Surgical bougies and sounds and obturators and related products
42293601 | Surgical bougies
42293601 | Surgical bougies
42293602 | Surgical obturators | Obsolete
42293603 | Surgical sounds
42293603 | Surgical sounds
42293604 | Surgical bougie sets | New
42293605 | Surgical sound sets | New
42293700 | Surgical crushers and excavators and morselizers and related products
42293701 | Surgical crushers
42293701 | Surgical crushers
42293702 | Surgical excavators
42293702 | Surgical excavators
42293703 | Surgical morselizers
42293703 | Surgical morselizers
42293800 | Surgical passers and searchers and tunnelers and strippers and related products
42293801 | Surgical passers
42293801 | Surgical passers
42293802 | Surgical searchers
42293802 | Surgical searchers
42293803 | Surgical strippers
42293803 | Surgical strippers
42293804 | Surgical tunnelers |  | Accessories - see 42293807
42293804 | Surgical tunnelers or accessories
42293805 | Blood collection tubing stripper-sealer-cutters
42293806 | Surgical stripper sets
42293807 | Surgical tunneler accessories
42293900 | Surgical wound packing instruments and related products
42293901 | Surgical laparotomy rings
42293901 | Surgical laparotomy rings
42293902 | Surgical wound packing instruments
42293902 | Surgical wound packing instruments
42294000 | Surgical spatulas and spoons and scoops and related products
42294001 | Surgical scoops
42294001 | Surgical scoops
42294002 | Surgical spatulas
42294002 | Surgical spatulas
42294003 | Surgical spoons
42294003 | Surgical spoons
42294100 | Surgical skeletal traction devices and related products
42294101 | Surgical traction bows or pin tractor loops or related products
42294101 | Surgical traction bows or pin tractor loops or related products
42294102 | Surgical skull traction devices or related products
42294102 | Surgical skull traction devices or related products
42294103 | Surgical traction halters
42294103 | Surgical traction halters
42294200 | Surgical instrument sets and systems and trays
42294201 | Cardiovascular or thoracic surgical instrument sets |  | This is for a complete instrument set
42294201 | Cardiovascular or thoracic surgical instrument sets
42294202 | External fixation instrument sets or systems
42294202 | External fixation instrument sets or systems
42294203 | General surgical instrument sets |  | This is for a complete instrument set
42294203 | General surgical instrument sets
42294204 | Micro or delicate or plastic surgery instrument sets
42294204 | Micro or delicate or plastic surgery instrument sets
42294205 | Neurosurgical or spinal instrument sets |  | This is for a complete instrument set
42294205 | Neurosurgical or spinal instrument sets
42294206 | Ophthalmic surgery instrument sets
42294206 | Ophthalmic surgery instrument sets
42294207 | Maxillofacial surgical instrument sets |  | This is for a complete instrument set
42294207 | Maxillofacial surgical instrument sets
42294208 | Orthopedic revision or total joint instrument systems
42294209 | Orthopedic trauma fixation instrument systems
42294210 | Otolaryngological surgical instrument sets |  | This is for a complete instrument set
42294210 | Otolaryngological surgical instrument sets
42294211 | Surgical custom or specialty instrument or procedure trays |  | This is for a complete instrument set
42294211 | Surgical custom or specialty instrument or procedure trays
42294212 | Urological surgical instrument sets |  | This is for a complete instrument set
42294212 | Urological surgical instrument sets
42294213 | Laparotomy surgical instrument sets |  | This is for a complete instrument set
42294213 | Laparotomy surgical instrument sets
42294214 | Tracheotomy surgical instrument sets |  | This is for a complete instrument set
42294214 | Tracheotomy surgical instrument sets
42294215 | Craniotomy surgical instrument sets |  | This is for a complete instrument set
42294215 | Craniotomy surgical instrument sets
42294216 | Angiography surgical instrument sets |  | This is for a complete instrument set
42294216 | Angiography surgical instrument sets
42294217 | Gastroscopy surgical instrument sets |  | This is for a complete instrument set
42294217 | Gastroscopy surgical instrument sets
42294218 | Ear nose and throat ENT surgical instrument sets |  | This is for a complete instrument set
42294218 | Ear nose and throat ENT surgical instrument sets
42294219 | Orthopedic surgical instrument sets |  | This is for a complete instrument set
42294219 | Orthopedic surgical instrument sets
42294220 | Blood recovery and delivery systems |  | This is for a complete instrument set
42294221 | Shunt system implantation instrument sets
42294222 | Introducers or guide pins or guidewires or glidewires or guide rods
42294300 | Minimally invasive breast biopsy instruments and supplies and equipment
42294301 | Minimally invasive breast biopsy drivers or firing modules |  | This is for a complete instrument set
42294301 | Minimally invasive breast biopsy drivers or firing modules or accessories
42294302 | Minimally invasive breast biopsy premium loading units
42294302 | Minimally invasive breast biopsy premium loading units
42294303 | Minimally invasive breast biopsy needle guides
42294303 | Minimally invasive breast biopsy needle guides
42294304 | Minimally invasive breast biopsy marker instruments
42294304 | Minimally invasive breast biopsy marker instruments
42294305 | Minimally invasive breast biopsy vacuum units
42294305 | Minimally invasive breast biopsy vacuum units or accessories
42294306 | Breast localization needles
42294306 | Breast localization needle
42294307 | Minimally invasive breast biopsy driver or firing module accessories
42294308 | Minimally invasive breast biopsy vacuum unit accessories
42294400 | Vascular and cardiac systems
42294401 | Vein harvest kits or systems
42294401 | Vein harvest kit or system
42294402 | Coronary visualization systems
42294402 | Coronary visualization systems
42294500 | Ophthalmic specialty instruments and related products
42294501 | Conformers or shields for ophthalmic surgery
42294502 | Eyelid weights for ophthalmic surgery
42294502 | Eyelid weights for ophthalmic surgery
42294503 | Fixation rings for ophthalmic surgery
42294503 | Fixation rings for ophthalmic surgery
42294504 | Intraocular membrane instruments for ophthalmic surgery
42294504 | Intraocular membrane instruments for ophthalmic surgery
42294505 | Lid plates for ophthalmic surgery
42294505 | Lid plates for ophthalmic surgery
42294506 | Nucleus rotators for ophthalmic surgery
42294506 | Nucleus rotators for ophthalmic surgery
42294507 | Ophthalmic burs or handles or rust ring removers
42294507 | Ophthalmic burs or handles or rust ring removers
42294508 | Ophthalmic needle irrigating or aspirating tips
42294508 | Ophthalmic needle irrigating or aspirating tips
42294509 | Needles or cystomes for ophthalmic surgery
42294509 | Needles for ophthalmic surgery
42294510 | Sponges for ophthalmic surgery
42294510 | Sponges for ophthalmic surgery
42294511 | Ophthalmic surgical knives or blades or scissors |  | Accessories - see 42294545
42294511 | Ophthalmic surgical knives or blades or scissors or accessories
42294512 | Eye protectors or confomrers or shields
42294512 | Eye protector or its accessories
42294513 | Ophthalmic vitrectomy kits
42294513 | Ophthalmic vitrectomy kits
42294514 | Hemostatic eraser probes
42294514 | Hemostatic eraser probes
42294515 | Ophthalmic lens polishers
42294515 | Ophthalmic lens polishers
42294516 | Eye holders
42294516 | Eye holders or accessories
42294517 | Optical inserts
42294517 | Optical inserts
42294518 | Optical insert fitting sets
42294518 | Optical insert fitting sets
42294519 | Ophthalmic spoons or curettes
42294519 | Ophthalmic spoons or curettes
42294520 | Ophthalmic lens holders or accessories
42294520 | Ophthalmic lens holders or accessories
42294521 | Scleral buckling components
42294521 | Scleral buckling components
42294522 | Ophthalmic plug punctums or lachrimal dilators or sets
42294522 | Ophthalmic plug punctum sets
42294523 | Ophthalmic plastic surgery supplies or related products
42294523 | Ophthalmic plastic surgery supplies or its related products
42294524 | Eyemagnets for ophthalmic surgery
42294524 | Eyemagnets for ophthalmic surgery
42294525 | Ophthalmic medical instrument sets
42294526 | Lachrymal dilators or sets
42294527 | Intraocular gases
42294527 | Intraocular gas
42294528 | Viscoelastic agents or viscosurgical devices
42294528 | Viscoelastic agent or viscosurgical device
42294529 | Cystotome
42294530 | Vitrectomy lens
42294530 | Vitrectomy lens
42294531 | Ophthalmic laser lens
42294531 | Ophthalmic laser lens
42294532 | Ophthalmic iris retractor clips | New
42294533 | Ophthalmic lachrymal probes
42294534 | Ophthalmic sphere introducers
42294535 | Orbital compressors or depressors
42294536 | Capsular tension rings or injectors
42294537 | Scleral shells
42294538 | Ophthalmic lens holder accessories | Duplicate | See 42294520
42294539 | Eye protector or conformer or shield accessories
42294540 | Lachrymal intubation sets
42294541 | Therapeutic contact lenses
42294542 | Eye holder accessories | New
42294543 | Intraocular gas accessories
42294544 | Intraocular lens folders and injectors
42294545 | Ophthalmic surgical knife or blade or scissor accessories | New
42294600 | Autotransfusion products
42294601 | Autotransfusion blood or transfer bags
42294601 | Autotransfusion blood or transfer bags
42294602 | Autotransfusion bowl kits or centrifugal kits
42294602 | Autotransfusion bowl kit or centrifugal kit
42294603 | Autotransfusion units
42294603 | Autotransfusion units
42294604 | Autotransfusion filters
42294604 | Autotransfusion filters
42294605 | Autotransfusion reservoirs
42294605 | Autotransfusion reservoir or its accessories
42294606 | Autotransfusion tubing sets or kits
42294606 | Autotransfusion tubing sets or kits
42294607 | Autotransfusion valves
42294607 | Autotransfusion valves
42294608 | Autotransfusion waste collection bags | New
42294609 | Autotransfusion unit accessories | New
42294610 | Autotransfusion reservoir accessories | New
42294611 | Autotransfusion waste collection systems | New
42294700 | Open heart perfusion equipment and monitors and accessories and related products
42294701 | Heart and lung machines
42294701 | Heart and lung machines or accessories
42294702 | Intraaortic balloon pumps
42294702 | Intraaortic balloon pump and accessories
42294703 | Intracardiac suction devices |  | Accessories - see 42294733
42294703 | Intracardiac suction devices or accessories
42294704 | Perfusion filters or related products
42294704 | Perfusion filters or related products
42294705 | Perfusion blood parameter monitors or related products
42294705 | Perfusion blood parameter monitors or accessories or related products
42294706 | Perfusion bubble traps or detectors
42294706 | Perfusion bubble traps
42294707 | Perfusion cardioplegia sets
42294707 | Perfusion cardioplegia sets
42294708 | Perfusion cardiotomy reservoirs
42294708 | Perfusion cardiotomy reservoirs
42294709 | Perfusion centrifugal systems
42294709 | Perfusion centrifugal systems or accessories
42294710 | Perfusion heater or cooler or dual heater and cooler equipment
42294710 | Perfusion heater or cooler or dual heater and cooler equipment or accessories
42294711 | Perfusion haemoconcentrators
42294711 | Perfusion haemoconcentrators or accessories
42294712 | Perfusion oxygen or hematocrit saturation monitors
42294712 | Perfusion oxygen or hematocrit saturation monitors or accessories
42294713 | Perfusion oxygenators
42294713 | Perfusion oxygenators or accessories
42294714 | Perfusion pump heads
42294714 | Perfusion pump heads
42294715 | Perfusion pump pack tubing
42294715 | Perfusion pump pack tubing
42294716 | Perfusion venous reservoirs | Obsolete | See 42294708
42294717 | Ventricular assist devices
42294717 | Ventricular assist devices
42294718 | Perfusion pumps
42294718 | Perfusion pumps
42294719 | Cardiovascular reservoirs | Obsolete | See 42294708
42294720 | Temperature monitoring needles
42294720 | Temperature monitoring needles
42294721 | Aortic punches
42294721 | Aortic punches
42294722 | Perfusion ventricular drainage sets
42294722 | Ventricular drainage sets
42294723 | Intraaortic balloon pump insertion kits
42294723 | Intraaortic balloon pump insertion kit
42294724 | Intraaortic balloon pump introducers
42294724 | Intraaortic balloon pump introducer
42294725 | Perfusion combination level-sensing-monitors and controls | New
42294726 | Perfusion coronary pressure gauges | New
42294727 | Perfusion defoamers | New
42294728 | Perfusion oxygen blenders or analyzers | New
42294729 | Perfusion venous occluders | New
42294730 | Ventricular bypass assist devices | New
42294731 | Heart and lung machine accessories | New
42294732 | Intraaortic balloon pump accessories | New
42294733 | Intracardiac suction device accessories | New | Accessories only
42294734 | Perfusion blood parameter monitor or related product accessories | New
42294735 | Cardiopulmonary bypass in-line blood-gas sensors | New
42294736 | Perfusion centrifugal system accessories | New
42294737 | Perfusion heater or cooler or dual heater and cooler equipment accessories | New
42294738 | Perfusion haemoconcentrator accessories | New
42294739 | Perfusion oxygen or hematocrit saturation monitor accessories | New
42294740 | Perfusion oxygenator accessories | New
42294800 | Endoscopes and accessories and related products | Obsolete | See individual Scopes - e.g. Gastroscope, Bronchoscope
42294801 | Rigid endoscopes or accessories or related products | Obsolete | See 42296301 - 42296338
42294802 | Flexible endoscopes or accessories or related products | Obsolete | See 42296301 - 42296338
42294803 | Cystourethroscopes | Obsolete | See 42296301 - 42296338
42294804 | Resectoscopes | Obsolete | See 42296335
42294805 | Laparoscopes or laparoscopic telescopes | Obsolete | See 42296301 - 42296338
42294806 | Cystoscopes | Obsolete | See 42296301 - 42296338
42294807 | Endoscopic sphincterotome | Obsolete
42294808 | Esophagoscopes or its accessories | Obsolete | See 42296301 - 42296338
42294900 | Endoscopic instruments and supplies and accessories and related products
42294901 | Endoscope or instrument positioners or holders | Obsolete | See 42296401
42294902 | Endoscopic applicators or elevators
42294902 | Endoscopic applicators or elevators
42294903 | Endoscopic aspiration or biopsy needles
42294903 | Endoscopic aspiration or biopsy needles
42294904 | Endoscopic bite blocks or straps
42294904 | Endoscopic bite blocks or straps
42294905 | Endoscopic cleaning brushes or related products
42294905 | Endoscopic cleaning brushes or related products
42294906 | Endoscopic cutting instruments
42294906 | Endoscopic cutting instrument
42294907 | Endoscopic cytology or microbiology brushes
42294907 | Endoscopic cytology or microbiology brushes
42294908 | Endoscopic clamp or dissector or grasper or forceps
42294908 | Endoscopic clamp or dissector or grasper or forceps
42294909 | Endoscopic dilators or inflation devices
42294909 | Endoscopic dilators or inflation devices
42294910 | Endoscopic monopolar or bipolar cable
42294910 | Endoscopic monopolar or bipolar cable
42294912 | Endoscopic fluid management systems or accessories | Obsolete | See 42296402
42294913 | Endoscopic hemostatic balloons or needles or tubes or accessories
42294913 | Endoscopic hemostatic balloons or needles or tubes or accessories
42294914 | Endoscopic instrument sets
42294914 | Endoscopic instrument sets
42294915 | Endoscopic instrument spreaders
42294915 | Endoscopic instrument spreaders
42294916 | Endoscopic insufflation filters | Obsolete | See 42296413
42294917 | Endoscopic insufflation needles
42294917 | Endoscopic insufflation needles
42294918 | Endoscopic insufflation tubing | Obsolete | See 42296414
42294919 | Endoscopic guidewire or glidewire
42294919 | Endoscopic guidewire or glidewire
42294920 | Endoscopic laser instruments |  | Accessories - 42294980
42294920 | Endoscopic laser instruments or accessories
42294921 | Endoscopic knot pushers or delivery systems
42294921 | Endoscopic knot pushers or delivery systems
42294922 | Endoscopic ligators
42294922 | Endoscopic ligators
42294923 | Endoscopic manipulators
42294923 | Endoscopic manipulators
42294924 | Endoscopic monopolar or bipolar hand instruments
42294924 | Endoscopic monopolar or bipolar hand instrument or accessories
42294925 | Endoscopic needles or punches
42294925 | Endoscopic needles or punches
42294926 | Endoscopic overtubes
42294926 | Endoscopic overtubes
42294927 | Endoscopic instrument packs or trays or kits
42294927 | Endoscopic instrument packs or trays or kits
42294928 | Endoscopic probes
42294928 | Endoscopic probes
42294929 | Endoscopic retractors
42294929 | Endoscopic retractors
42294930 | Endoscopic snares or snare wires
42294930 | Endoscopic snares or snare wires or accessories
42294931 | Endoscopic specimen retrieval forceps
42294931 | Endoscopic specimen retrieval forceps
42294933 | Endoscopic suction or irrigation tips or coagulation probes |  | Accessories - see 42294983
42294933 | Endoscopic suction or irrigation tips or coagulation probes or accessories
42294934 | Endoscopic suturing devices
42294934 | Endoscopic suturing device
42294935 | Endoscopic trocar or sheath or obturator or cannula | Obsolete | See 42294978
42294936 | Endoscopic working elements or working channels
42294936 | Endoscopic working elements or working channels
42294937 | Fog reduction devices for endoscopes or mirrors
42294937 | Fog reduction devices for endoscopes or mirrors
42294938 | Sealing caps for endoscopes
42294938 | Sealing caps for endoscopes
42294939 | Endoscopic valves
42294939 | Endoscopic valves or accessories
42294940 | Endoscopic converters | Obsolete | See 42294959 - 42294991
42294941 | Endoscopic biliary drainage sets
42294941 | Endoscopic biliary drainage sets
42294942 | Endoscopic instrument seals
42294942 | Endoscopic instrument seals
42294943 | Endoscopic valve units
42294943 | Endoscopic valve units
42294944 | Endoscopic accessory kits
42294944 | Endoscopic accessory kits
42294945 | Endoscopic sponges | Obsolete | See 42294959 - 42294991
42294946 | Endoscopic gages
42294946 | Endoscopic gages
42294947 | Endoscopic diaphragms | Obsolete | See 42294959 - 42294991
42294948 | Endoscopic mouthpieces
42294948 | Endoscopic mouthpieces
42294949 | Endoscopic guidewire handles
42294949 | Endoscopic guidewire handles
42294950 | Endoscopic drills or drill bits
42294950 | Endoscopic drills or drill bits
42294951 | Endoscopic small joint instrument sets
42294951 | Endoscopic small joint instrument sets
42294952 | Endoscopic retrievers or sets
42294952 | Endoscopic retrievers or sets
42294953 | Endoscopic extractors
42294953 | Endoscopic extractors
42294954 | Endoscopic tissue or specimen removing devices
42294954 | Endoscopic tissue or specimen removing devices or accessories
42294955 | Endoscopic hooks
42294955 | Endoscopic hooks or accessories
42294956 | Endoscopic guidewire tracers
42294956 | Endoscopic guidewire tracers
42294957 | Endoscopic shaver blades
42294957 | Endoscopic shaver blade or accessories
42294958 | Endoscopic vessel sealing and cutting attachments
42294958 | Endoscopic vessel sealing and cutting attachments and accessories
42294959 | Endoscopic sphincterotomes | New
42294960 | Bronchoscope biopsy brushes | New
42294961 | Bronchoscope biopsy currettes | New
42294962 | Bronchoscope biopsy forceps | New
42294963 | Bronchoscope brush sheath and instrumentation tubing | New
42294964 | Bronchoscope foreign body claws | New
42294965 | Bipolar endoscopic coagulator-cutters | New
42294966 | Endoscopic cholangiogram kits | New
42294967 | Endoscopic electrocautery attachments | New
42294968 | Endoscopic electrocautery systems | New
42294969 | Endoscopic electrocautery units | New
42294970 | Endoscopic morsellators | New
42294971 | Endoscopic morsellator accessories | New
42294972 | Endoscopic or surgical light sources | New
42294978 | Endoscopic trocars or sheathes or obturators or cannulae | New
42294979 | Surgical trocars for general use | New | Accessories - see 42294991
42294980 | Endoscopic laser instrument accessories | New
42294981 | Endoscopic monopolar or bipolar hand instrument accessories | New
42294982 | Endoscopic snare or snare wire accessories | New
42294983 | Endoscopic suction or irrigation tip or coagulation probe accessories | New | Accessories only
42294984 | Endoscopic valve accessories | New
42294985 | Endoscopic tissue or specimen removing device accessories | New
42294986 | Endoscopic hook accessories | New
42294987 | Endoscopic shaver blade accessories | New
42294988 | Endoscopic vessel sealing and cutting attachment accessories | New
42294989 | Endoscopic electrocautery system accessories | New
42294990 | Endoscopic or surgical light source accessories | New
42294991 | Surgical trocar for general use accessories | New
42295000 | Endoscopic equipment and accessories and related products
42295001 | Endoscope maintenance units
42295001 | Endoscope maintenance units or accessories
42295002 | Endoscope storage cabinets
42295002 | Endoscope storage cabinets or accessories
42295003 | Endoscope wall hangers
42295003 | Endoscope wall hangers or accessories
42295004 | Endoscopic equipment or procedure carts
42295004 | Endoscopic equipment or procedure carts or accessories
42295005 | Endoscopic equipment sets
42295005 | Endoscopic equipment sets
42295006 | Endoscopic heater probe units or heater probes
42295006 | Endoscopic heater probe units or heater probes or accessories
42295007 | Endoscopic imaging systems or accessories | Obsolete | See 42296404
42295008 | Endoscopic insufflation or distention units or accessories | Obsolete | See 42296406
42295009 | Endoscopic or surgical light sources or accessories | Obsolete | See 42294972 and 42294990
42295010 | Endoscopic printers or accessories | Obsolete | See - 42296407
42295011 | Endoscopic video cameras or recorders or adapters or accessories | Obsolete | See 42296408
42295012 | Endoscopic water bottles or accessories | Obsolete
42295013 | Endoscope tip protector or covers
42295013 | Endoscope tip protector or covers
42295014 | Endoscopic instrument cases
42295014 | Endoscopic instrument cases
42295015 | Endoscopic lenses
42295015 | Endoscopic lenses
42295016 | Surgical or endoscopic video cable
42295016 | Surgical or endoscopic video cable
42295017 | Endoscope maintenance unit accessories | New
42295018 | Endoscope storage cabinet accessories | New
42295019 | Endoscope wall hanger accessories | New
42295020 | Endoscopic equipment or procedure cart accessories | New
42295021 | Endoscopic heater probe unit or heater probe accessories | New
42295100 | Surgical equipment and accessories and related products
42295101 | Basin or pail stands for surgical use
42295101 | Basin stands for surgical use
42295102 | Cryosurgery equipment
42295102 | Cryosurgery equipment or accessories
42295103 | Delivery room or cesarean section patient procedure tables
42295103 | Delivery room or cesarean section patient procedure tables or accessories or related products
42295104 | Electrosurgical or electrocautery equipment
42295104 | Electrosurgical or electrocautery equipment
42295105 | Instrument tables for surgical or obstetrical delivery use
42295105 | Instrument tables for surgical or obstetrical delivery use or accessories or related products
42295106 | Lap mayo trays or mayo stands for surgical use
42295106 | Lap mayo trays or mayo stands for surgical use or accessories
42295107 | Operating room case carts or procedure carts or wall racks |  | Accessories - see 42295153
42295107 | Operating room case carts or procedure carts or wall racks or accessories
42295108 | Operating room patient fracture tables or orthopedic tables
42295108 | Operating room patient fracture tables or orthopedic tables or accessories or related products
42295109 | Operating room kick buckets
42295109 | Operating room kick buckets or accessories or related products
42295111 | Operating room patient positioning devices for general use
42295111 | Operating room patient positioning devices or accessories
42295112 | Operating room patient procedure tables
42295112 | Operating room patient procedure tables or accessories or related products
42295114 | Phacoemulsification or extrusion or vitrectomy equipment for ophthalmic surgery
42295114 | Phacoemulsification or extrusion equipment or accessories for ophthalmic surgery
42295115 | Surgeon stools or accessories | Obsolete | See 42192104 or 42295116
42295116 | Step stools for surgical use
42295116 | Step stools for surgical use or accessories | Obsolete | See 42295161
42295118 | Surgical irrigation pump equipment or pulsed lavage or accessories with or without suction | Obsolete
42295119 | Surgical lasers |  | Accessories - see 42295163
42295119 | Surgical lasers or accessories
42295120 | Surgical lithotripters
42295120 | Surgical lithotripters or accessories
42295121 | Surgical microscopes or loupes or magnifiers
42295121 | Surgical microscopes or loops or magnifiers or accessories
42295122 | Surgical pneumatic or electric tourniquets
42295122 | Surgical pneumatic or electric tourniquets or accessories
42295123 | Surgical suction machines or vacuum extractors or ultrasonic surgical aspirators or regulators |  | Accessories - see 42295167
42295123 | Surgical suction machines or vacuum extractors or ultrasonic surgical aspirators or regulators or accessories
42295124 | Surgical smoke evacuators
42295124 | Surgical smoke evacuators or accessories
42295125 | Surgical urological tables
42295125 | Surgical urological tables or accessories
42295126 | Vitreo retinal fragmatome surgery equipment or accessories for ophthalmic surgery | Obsolete
42295127 | Microsurgery equipment or accessories | Obsolete
42295128 | Maxillofacial surgical instruments or accessories | Obsolete
42295129 | Operating room medication dispensers or related products
42295129 | Operating room medication dispensers or related products
42295130 | Surgical instrument connecting tubes or accessories | Obsolete
42295131 | Surgical equipment stands
42295131 | Surgical equipment stands or accessories
42295132 | Surgical instrument cases or accessories | Obsolete
42295133 | Orthopedic pin racks or accessories | Obsolete
42295134 | General surgical supply sets
42295134 | General surgical supply sets or accessories
42295135 | Orthopedic target devices or accessories | Obsolete
42295136 | Surgical controller instruments | Obsolete
42295137 | Gastroenterology equipment or supplies
42295137 | Gastroenterology equipment or supplies or accessories
42295138 | Surgical urological dilation devices or accessories | Obsolete
42295139 | Instrument rolls for surgical instruments or accessories | Obsolete
42295140 | Surgical instrument cabinets or chests | Obsolete
42295141 | Intraoperative blood salvage kits
42295141 | Intraoperative blood salvage kit
42295142 | Intraoperative blood salvage machines
42295142 | Intraoperative blood salvage machine
42295143 | Electrosurgical or electrocautery accessories or attachments
42295143 | Electrosurgical or electrocautery accessories or attachments
42295144 | Microwave surgical units
42295144 | Microwave surgical unit
42295145 | Needle type epilator | Obsolete
42295146 | Tweezer type epilator | Obsolete
42295147 | Ultrasonic surgical instrument | Obsolete | See 42293517 or 42293516
42295148 | Surgical navigation systems
42295148 | Surgical navigation system
42295149 | Cryosurgery equipment accessories | New
42295150 | Delivery room or cesarean section patient procedure table accessories | New
42295151 | Instrument table for surgical or obstetrical delivery use accessories | New
42295152 | Lap mayo tray or mayo stand accessories | New
42295153 | Operating room case carts or procedure carts or wall rack accessories | New
42295154 | Operating room patient fracture table or orthopedic table accessories | New
42295155 | Operating room kick bucket accessories | New
42295156 | Operating room patient positioning device accessories for general use | New
42295157 | Operating room patient positioning devices or restraints for neurosurgical use | New
42295158 | Operating room patient positioning device or restraint accessories for neurosurgical use | New
42295159 | Operating room patient procedure table accessories | New
42295160 | Phacoemulsification or extrusion or vitrectomy equipment accessories | New
42295161 | Step stools for surgical use accessories | New
42295162 | Surgical irrigation pump equipment or pulsed lavage accessories | New
42295163 | Surgical laser accessories | New
42295164 | Surgical lithotripter accessories | New
42295165 | Surgical microscope or loop or magnifier accessories | New
42295166 | Surgical pneumatic or electric tourniquet accessories | New
42295167 | Surgical suction machine or vacuum extractor or ultrasonic Surgical aspirator or regulator accessories | New | Accessories only
42295168 | Surgical smoke evacuator accessories | New
42295169 | Surgical urological table accessories or drainage bags | New
42295170 | Surgical equipment stand accessories | New
42295171 | General surgical supply set accessories | New
42295172 | Gastroenterology equipment or supply accessories | New
42295173 | Surgical navigation system accessories | New
42295174 | Surgical chucks or keys | New
42295200 | Surgical power equipment and accessories and related products
42295201 | Surgical dermatomes or dermabraders or dermameshers
42295201 | Surgical dermatomes or dermabraders or dermameshers or accessories
42295202 | Surgical pneumatic or battery or electric saws or drills or pin drivers |  | Accessories - see 42295214
42295202 | Surgical pneumatic or battery or electric saws or drills or pin drivers or accessories
42295203 | Surgical power equipment sets
42295203 | Surgical power equipment sets or accessories
42295204 | Surgical power reamers
42295204 | Surgical reamers
42295205 | Surgical shaver equipment or handpieces
42295205 | Surgical shaver equipment or handpiece or accessories
42295206 | Endoscopic surgical units | Obsolete
42295207 | Surgical drill guides or sleeves
42295207 | Surgical drill guide or sleeve
42295208 | Dermatome blades | New
42295209 | Surgical drill bits | New
42295210 | Surgical drill bit accessories | New
42295211 | Surgical powered saw blades | New
42295212 | Surgical planers | New
42295213 | Surgical dermatome or dermabrader or dermamesher accessories | New
42295214 | Surgical pneumatic or battery or electric saw or drill or pin driver accessories | New
42295215 | Surgical power equipment accessories | New
42295216 | Surgical shaver equipment or handpiece accessories | New
42295300 | Open heart surgical supplies and accessories and related products
42295301 | Surgical coronary artery blowers or misters |  | Accessories - see 42295309
42295301 | Surgical coronary artery blowers or misters or accessories
42295302 | Surgical perfusion cannulas or catheters |  | Accessories - see 42295310
42295302 | Surgical perfusion cannulas
42295303 | Surgical perfusion catheters or connectors or accessories | Obsolete | See - 42295310
42295304 | Surgical phrenic insulation nerve pads
42295304 | Surgical phrenic nerve pads or heart pillows
42295305 | Surgical tourniquets or vascular occluders or ligators or accessories |  | Accessories - use 42295311
42295305 | Surgical tourniquets or vascular occluders or ligators or accessories
42295306 | Surgical vessel loops or retraction tapes
42295306 | Surgical vessel loops or retraction tapes
42295307 | Surgical carotid artery strippers or accessories | Obsolete | See - 42293806
42295308 | Coronary perfusion sets
42295308 | Coronary perfusion sets
42295309 | Surgical coronary artery blower or mister accessories | New
42295310 | Surgical perfusion cannulas or catheters accessories | New
42295311 | Surgical tourniquet or vascular occluder or ligator accessories | New
42295312 | Endoventricular shaper systems | New
42295313 | Mobile medical services tourniquets or clamps | New
42295400 | Surgical support supplies
42295401 | Battery operated surgical cautery pencils
42295401 | Battery operated surgical cautery pencils
42295402 | Surgical marking pens
42295402 | Surgical marking pens
42295405 | Introducer or guide pin or guidewire or glidewire for non endoscopic surgical or open heart procedures | obsolete | See 42294222
42295406 | Laparotomy or surgical x-ray detectable sponges or towels
42295406 | Laparotomy or x-ray detectable or surgical specialty sponge
42295407 | Patient masks for surgical use | obsolete | See 42131713 or 42272512
42295408 | Surgical scrub brushes
42295408 | Surgical scrub brush or accessories
42295409 | Surgical applicators
42295409 | Surgical applicators
42295410 | Surgical basin sets or packs
42295410 | Surgical basin set or pack
42295411 | Surgical blade holders or breakers
42295411 | Surgical blade holders or breakers
42295413 | Surgical canal brushes
42295413 | Surgical canal brushes
42295414 | Surgical specialty procedure packs
42295414 | Surgical custom or specialty procedure packs
42295415 | Surgical equipment covers
42295415 | Surgical equipment cover
42295416 | Surgical evacuators | obsolete | See 42295124
42295417 | Surgical light handle covers
42295417 | Surgical light handles or covers
42295418 | Surgical magnetic mats
42295418 | Surgical magnetic mats
42295419 | Surgical nerve stimulators
42295419 | Surgical nerve stimulators or accessories
42295420 | Surgical or endoscopic catheters or catheterization kits or drainage bags | obsolete | See 42293501
42295421 | Surgical prep scrub or paint solutions
42295421 | Surgical prep scrub or paint solutions
42295422 | Surgical scrub or prep kits for patient
42295422 | Surgical scrub or prep kit for patient
42295423 | Surgical sharps or sponge counters
42295423 | Surgical sharps or sponge counters
42295424 | Surgical shave kits or prep razors or clippers
42295424 | Surgical shave kits or prep razors or clippers
42295425 | Surgical silver nitrate sticks or pencils or crystals
42295426 | Surgical specimen collection traps or containers
42295426 | Surgical specimen collection traps or containers
42295427 | Surgical instrument brushes or instrument stylets or instrument wipes
42295427 | Surgical sterile instrument brushes or instrument stylets or instrument wipes
42295428 | Surgical suction or irrigation tubing or accessories | Obsolete | see 42293515
42295431 | Surgical transparent incise drapes or instrument pouches | Obsolete | See 42131701
42295433 | Urological surgical catheters or accessories | Obsolete | See 42142736
42295435 | Ear protectors or shields
42295435 | Ear protectors or shields
42295436 | Anastomosis rings
42295437 | Surgeon utensil sets or cabinets or accessories
42295439 | Orthopedic bone smoothers
42295440 | Endoscopic catheter adapters
42295440 | Endoscopic catheter adapters
42295441 | Surgical retriever sets
42295445 | Tray inserts for surgical apparatus
42295446 | Internal organ retainers
42295446 | Internal organ retainers
42295448 | Surgical splash guards
42295448 | Surgical splash guards or accessories
42295450 | Surgical pail carriages or accessories
42295451 | Surgical preparation mitts
42295451 | Surgical preparation mits
42295452 | Skin preparation cups
42295452 | Skin preparation cups
42295453 | Surgical drains or drain sets |  | Accessories - see 42295475
42295453 | Surgical drains or sets or accessories
42295454 | Surgical hand protectors
42295454 | Surgical hand protectors
42295455 | Cranial repair resin kits
42295456 | Surgical felt or fabric or patch or pledget
42295456 | Surgical felt or fabric or patch or pledget
42295457 | Surgical helmet lenses or hoods
42295458 | Drying or powdering equipment for surgical gloves
42295458 | Drying or powdering equipment for surgical gloves
42295459 | Fluid decanting devices for surgical use
42295459 | Fluid decanting devices for surgical use
42295460 | Protective caps for orthopedic implants
42295460 | Protective caps for orthopedic implants
42295461 | Tissue glues or systems or applicators
42295461 | Tissue glue or systems or applicators or accessories
42295462 | Urodynamic catheters or accessories
42295462 | Urodynamic catheters or accessories
42295463 | Ureteral catheter or catheter set | Obsolete | See 42142733
42295464 | Organ preservation solutions
42295464 | Organ preservation solution
42295465 | Neurophysiological monitoring systems
42295465 | Neurophysiological monitoring system
42295466 | Surgical bone cement | Obsolete | See 42296702 - 42296708
42295467 | Surgical bone cement mixer | Obsolete | See 42296702 - 42296708
42295468 | Surgical bone cement injector or accessory | Obsolete | See 42296702 - 42296708
42295469 | Surgical bone cement kits or accessories | Obsolete | See 42296702 - 42296708
42295470 | Platelet concentration systems
42295470 | Platelet concentration system
42295471 | Bone marrow aspiration systems
42295471 | Bone marrow aspiration system
42295472 | Organ perfusion and transport systems | New
42295473 | Urological surgical catheter accessories | New
42295474 | Surgical splash guard accessories | New
42295475 | Surgical drain or set accessories | New
42295476 | Tissue glue or system or applicator accessories | New
42295477 | Surgical nerve stimulator accessories | New
42295478 | Surgical scrub brush accessories | New
42295479 | Organ perfusion and transport system accessories | New
42295480 | Surgical customizable packs | New
42295500 | Surgical implants and expanders and extenders and surgical wires and related products
42295502 | Human tissue implants
42295502 | Human tissue implant |  | 42295525 - Biological tissue implants
42295503 | Implantable infusion ports
42295503 | Implantable infusion port or accessories
42295505 | Ophthalmic implants
42295505 | Opthalmic implant
42295506 | Oral maxillofacial implants or sets
42295506 | Oral maxillofacial implants or sets
42295508 | Otolaryngology implants or sets | Obsolete | See 42295535
42295509 | Plastic or cosmetic tissue expanders or sets
42295509 | Plastic or cosmetic implant or tissue expander or set
42295510 | Surgical adhesion barriers
42295510 | Surgical adhesion barrier
42295511 | Surgical bone stimulators
42295511 | Surgical bone stimulator
42295512 | Surgical implantable shunts or shunt extenders
42295512 | Surgical implantable shunts or shunt extenders
42295513 | Surgical mesh or tissue barriers
42295513 | Surgical mesh or tissue barrier
42295514 | Silicone sheetings
42295514 | Silicone sheeting
42295515 | Synthetic tissue implants
42295515 | Synthetic tissue implants
42295516 | Urological implant or sets
42295516 | Urological implant or set
42295517 | Cardiovascular extenders
42295517 | Cardiovascular extenders
42295518 | Graft protectors
42295518 | Graft protectors
42295519 | Preparation kit for penile prosthesis
42295519 | Preparation kit for penile prosthesis
42295520 | Ventriculostomy kits
42295520 | Ventriculostomy kit
42295521 | Gastrointestinal implants
42295521 | Gastrointestinal implant
42295522 | Implantable nerve stimulator systems or kits
42295522 | Implantable nerve stimulator system or kit or accessories
42295523 | Gynecological implants or slings
42295523 | Gynecological implant or sling
42295524 | Intraocular lenses IOL
42295524 | Intraocular lens IOL
42295525 | Biological tissue implants
42295525 | Biological tissue implant
42295526 | Hair implant systems
42295526 | Hair implant system
42295527 | Implantable intrathecal infusion pumps
42295527 | Implantable intrathecal infusion pump and accessories
42295528 | Myringotomy procedure kits | New
42295529 | Endolymphatic shunt tubes | New
42295530 | Tympanostomy tubes | New
42295531 | Silicone block elastomers | New
42295532 | Testicular prosthesis | New
42295533 | Nasal implants | New
42295534 | Otologic implants | New
42295535 | Laryngeal or pharengeal implants | New
42295536 | Breast implant volume mammary sizers | New
42295537 | Breast implants | New
42295538 | Anti-reflux implants | New
42295539 | Intragastric implants for obesity | New
42295540 | Cosmetic facial implants | New
42295541 | Implantable infusion port or accessories | New
42295542 | Implantable nerve stimulator system or kit accessories | New
42295543 | Implantable intrathecal infusion pump accessories | New
42295544 | Surgical felts or fabrics or patches or pledgets | New
42295545 | Bone graft extender or void fillers or substitutes | New
42295600 | Cerebral spinal fluid CSF drainage products and accessories
42295601 | Cerebral ventricular or hydrocephalus drainage catheters or adapters
42295601 | Cerebral ventricular drainage catheter or adapter
42295602 | External cerebral ventricular drainage bags or reservoirs
42295602 | External cerebral ventricular drainage bag or reservoir
42295603 | Lumbar cerebrospinal fluid drains or kits
42295603 | Lumbar cerebrospinal fluid drain or kit
42295800 | Surgical thermo ablation systems and accessories
42295801 | Surgical thermo ablation cassettes
42295801 | Surgical thermo ablation cassette
42295802 | Surgical thermo ablation tubing and sets
42295802 | Surgical thermo ablation tubing set
42295803 | Surgical thermo ablation catheters
42295803 | Surgical thermo ablation catheter
42295804 | Surgical thermal ablation systems or units
42295805 | Surgical thermal ablation balloons
42295806 | Surgical thermo ablation tissue introducers
42295807 | Surgical thermo ablation umbilical cables
42295808 | Surgical thermal ablation ultrasonic devices
42295809 | Surgical thermal ablation electrodes
42295810 | Surgical thermal ablation system accessories
42295900 | Surgical stents
42295901 | Gastrointestinal stents
42295901 | Gastrointestinal stent
42295902 | Tracheal stents
42295902 | Tracheal stents
42295903 | Urological stents
42295903 | Urological stents
42295904 | Vaginal or uterine stents
42295904 | Vaginal or uterine stents
42295905 | Endoprosthesis or wall stents or tubes
42295905 | Endoprosthesis or wall stents or tubes
42295906 | Esophageal stents
42295906 | Esophageal stent
42295907 | Carotid stents | New
42295908 | Lacrimal stents | New
42295909 | Laryngeal stents | New
42295910 | Biliary stents | New
42295911 | Peripheral stents | New
42295912 | Coronary stents | New
42296000 | Cardiovascular implants
42296001 | Aortic valves
42296001 | Aortic valve
42296002 | Cardiovascular conduits
42296002 | Cardiovascular conduit
42296003 | Mitral valves
42296003 | Mitral valve
42296004 | Tricuspid valves
42296004 | Tricuspid valve
42296005 | Annuloplasty rings
42296005 | Annuloplasty ring
42296006 | Vascular grafts
42296006 | Vascular graft
42296007 | Cardiovascular occluders
42296007 | Cardiovascular occluder
42296008 | Pulmonary valves
42296008 | Pulmonary valve
42296009 | Cardiac tissue adhesives
42296010 | Implantable aneurysm pressure sensors
42296100 | Neurosurgical implants
42296101 | Implantable aneurysm clips | New
42296101 | Implantable aneurysm clip
42296102 | Temporary aneurysm clips | New
42296102 | Temporary aneurysm clip
42296103 | Dural replacement or repair devices
42296103 | Dural replacement or repair device
42296104 | Cranial plate or bur hole covers
42296104 | Cranial plate or bur hole cover
42296105 | Cranial meshes
42296105 | Cranial mesh
42296106 | Nerve repair grafts
42296106 | Nerve repair graft
42296107 | Cranial clamps
42296107 | Cranial clamp
42296108 | Cerebral aneurysm encapsulating kits
42296108 | Cerebral aneurysm encapsulating kit
42296109 | Cranioplasty plate fasteners
42296110 | Implantable brain stimulators
42296111 | Craniosynostosis strips
42296200 | Surgical robotic equipment and accessories and related products
42296201 | Surgical robotic clip application instruments
42296201 | Surgical robotic clip application instrument
42296202 | Surgical robotic dissection instruments
42296202 | Surgical robotic dissection instrument
42296203 | Surgical robotic electrocautery instruments
42296203 | Surgical robotic electrocautery instrument
42296204 | Surgical robotic graspers or forceps
42296204 | Surgical robotic graspers or forceps
42296205 | Surgical robotic hook instruments
42296205 | Surgical robotic hook instrument
42296206 | Surgical robotic knot pusher or delivery instruments
42296206 | Surgical robotic knot pusher or delivery system
42296207 | Surgical robotic needle drivers
42296207 | Surgical robotic needle driver
42296208 | Surgical robotic retractor instruments
42296208 | Surgical robotic retractor instrument
42296209 | Surgical robotic scalpels and blades
42296209 | Surgical robotic scalpel and blade
42296210 | Surgical robotic scissors
42296210 | Surgical robotic scissors
42296211 | Surgical robotic ultrasonic energy instruments
42296211 | Surgical robotic ultrasonic energy instrument
42296212 | Surgical robotic trocars or sheathes or obturators or cannulas
42296212 | Surgical robotic trocar or sheath or obturator or cannula
42296213 | Surgical robotic simulators or training consoles
42296214 | Surgical robotic hair harvesting systems
42296215 | Surgical robotic hair harvesting system accessories
42296216 | Surgical robotic instrument accessories
42296217 | Surgical robotic consoles
42296218 | Surgical robotic console accessories
42296219 | Surgical robotic systems
42296300 | Endoscopes
42296301 | Amnioscopes or fetoscopes | New
42296302 | Angioscopes | New
42296303 | Anoscopes or sphincteroscopes or sphyncteroscopes | New
42296304 | Arthroscopes | New
42296305 | Bronchoscopes | New
42296306 | Capsule endoscopes | New
42296307 | Cholangioscopes | New
42296308 | Colonoscopes | New
42296309 | Colpomicroscopes or colposcopes or vaginoscopes | New
42296310 | Culdoscopes | New
42296311 | Cystoscopes or cystourethroscopes | New
42296312 | Ureteroscopes | New
42296313 | Duodenoscopes | New
42296314 | Echoendoscopes | New
42296315 | Enteroscopes | New
42296316 | Epiduroscopes | New
42296317 | Esophagogastroduodenoscopes or gastroduodenoscopes or gastroscopes | New
42296318 | Esophagoscopes or oesophagoscopes | New
42296319 | Falloposcopes | New
42296320 | Fiber optic endoscopes | New
42296321 | Hysteroscopes | New
42296322 | Intubation scopes or tracheal fibrescopes | New
42296323 | Laparoscopes or laparoscopic telescopes | New
42296324 | ENT Laryngoscopes | New
42296325 | Mediastinoscopes | New
42296326 | Nasopharyngoscopes | New
42296327 | Nasoscopes or rhinoscopes | New
42296328 | Nephroscopes | New
42296329 | Neurological endoscopes or neuroendoscopes | New
42296330 | Ophthalmic endoscopes | New
42296331 | Pancreatoscopes | New
42296332 | Panendoscopes or urethroscopes | New
42296333 | Peritoneoscopes | New
42296334 | Proctoscopes or protoscopes or rectoscopes | New
42296335 | Resectoscopes | New
42296336 | Rhino-laryngoscopes | New
42296337 | Sigmoidoscopes | New
42296338 | Thoracoscopes | New
42296401 | Endoscope or instrument positioners or holders | New
42296402 | Endoscopic fluid management systems or accessories | New
42296403 | Arthroscopic cartilage stiffness testers | New
42296404 | Endoscopic imaging systems or accessories | New
42296405 | Bronchoscope aspirating tubes | New
42296406 | Endoscopic insufflation or distention units or accessories | New
42296407 | Endoscopic printers or film or accessories | New
42296408 | Endoscopic video cameras or recorders or adapters or accessories | New
42296409 | Endoscopic water bottles or accessories | New
42296410 | Endoscopic computer controlled surgical instrument systems | New
42296411 | Endoscopic converters | New
42296412 | Endoscopic diaphragms | New
42296413 | Endoscopic insufflation filters | New
42296414 | Endoscopic insufflation tubing | New
42296415 | Endoscopic surgical units | New
42296500 | Cryosurgery instruments and accessories and supplies
42296501 | Cryosurgery probes | New
42296502 | Cryosurgery units | New
42296503 | Cryosurgery unit accessories | New
42296504 | Gastrointestinal supplies | New
42296505 | Biliary catheters | New
42296506 | Biliary stone dislodgers | New
42296507 | Common bile duct dilators | New
42296508 | Implanted fecal incontinence devices | New
42296600 | Medical stereotactic systems
42296601 | Neurological stereotaxic instruments | New
42296602 | Neurological stereotaxic systems | New
42296603 | Orthopedic stereotaxic instruments | New
42296604 | Orthopedic stereotaxic systems | New
42296605 | Patient specific manual orthopedic stereotaxic systems | New
42296606 | Real-time intraoperative MRI neurological stereotaxic instruments | New
42296607 | Stereotactic biopsy systems | New
42296608 | Stereotactic instrument drive systems | New
42296609 | Stereotactic radiosurgery systems | New
42296610 | Stereotactic remote magnetic navigation systems | New
42296611 | Stereotactic system target confirmation, planning, and tracking software | New
42296612 | Stereotactic system components and assemblies | New
42296613 | Stereotactic therapy headframes | New
42296614 | Stereotactic treatment delivery systems | New
42296615 | Stereotactic therapy systems | New
42296700 | Surgical bone cements and related products
42296701 | Cranial repair resin kits | New
42296702 | Surgical bone cement mixers | New
42296703 | Surgical bone cement injectors | New
42296704 | Surgical bone cement kits | New
42296705 | Surgical bone cements | New
42296706 | Surgical bone cement injector accessories | New
42296707 | Surgical bone cement mixer accessories | New
42296708 | Surgical bone cement kit accessories | New
42296800 | Surgical instruments and accessories
42296801 | Cardiovascular or thoracic surgical instruments | New
42296802 | General surgical instruments | New
42296803 | Micro or delicate or plastic surgery instruments | New
42296804 | Neurosurgical or spinal instruments | New | This is for individual instruments
42296805 | Ophthalmic surgery instruments | New
42296806 | Maxillofacial surgical instruments | New
42296807 | Otolaryngological surgical instruments | New | This is for single instruments
42296808 | Surgical custom or specialty instruments | New
42296809 | Urological surgical instruments | New
42296810 | Laparotomy surgical instruments | New
42296811 | Tracheotomy surgical instruments | New
42296812 | Craniotomy surgical instruments | New
42296813 | Angiography surgical instruments | New
42296814 | Gastroscopy surgical instruments | New
42296815 | Ear nose and throat ENT surgical instruments | New
42296816 | Orthopedic surgical instruments | New | This is for individual instruments - try looking for the instrument by name - eg curette, awl, reamer etc and if you cannot find it by the instrument name, use this
42296817 | Surgical instrument accessories | New
42296818 | Surgical retriever sets | New
42300000 | Medical training and education supplies
42301500 | Aids for medical training
42301501 | Anatomical human models for medical education or training
42301501 | Anatomical human models for medical education or training
42301502 | Anatomical human mannequins for medical education or training
42301502 | Anatomical human mannequins for medical education or training
42301503 | Cardio pulmonary resuscitation CPR training aids
42301503 | Cardio pulmonary resuscitation CPR training aids
42301504 | Kits for medical education or training
42301504 | Kits for medical education or training
42301505 | Nursing or medical clipboards
42301505 | Nursing or medical clipboards
42301506 | Dual earpiece stethoscopes
42301506 | Dual earpiece stethoscopes
42301507 | Training videos for medical staff education
42301507 | Training videos for medical staff education
42301508 | Operational or instructional videos for medical equipment
42301508 | Operational or instructional videos for medical equipment
42301509 | Medical x-ray anthropomorphic phantoms | New
42301510 | Cardiac patient simulators
42301511 | Medical radiological source simulators | New
42310000 | Wound care products
42311500 | Bandages and dressings and related products
42311501 | Clips for bandages or dressings
42311501 | Clips for bandages or dressings
42311502 | Bandage or dressing trays
42311502 | Bandage or dressing starter kits
42311503 | Bandage rollers
42311503 | Bandage rollers
42311504 | Bandages or dressings for burn care | Obsolete | See - 42311531
42311505 | Bandages or dressings for general use | Obsolete | See - 42311531
42311506 | Compression bandages
42311506 | Compression bandages or kits
42311508 | Dressing trays
42311510 | Foam dressings
42311510 | Foam dressings
42311511 | Gauze bandages | Obsolete
42311512 | Gauze sponges
42311512 | Gauze sponges
42311513 | Gel dressings
42311513 | Gel dressings
42311514 | Germicidal dressings | Obsolete | See - 42311531
42311515 | Hydrocolloid dressings
42311515 | Hydrocolloid dressings
42311517 | Liquid adhesives for bandages or dressings
42311517 | Liquid adhesives for bandages or dressings
42311518 | Medical eye pads or patches
42311518 | Medical eye pads or patches
42311519 | Medical non adherent straps
42311519 | Medical non adherent straps
42311520 | Medical non adherent tapes
42311520 | Medical non adherent tapes
42311521 | Negative pressure dressings | Obsolete | See - 42312603
42311522 | Occlusive dressings | Obsolete | See - 42311531
42311523 | Paste bandages
42311523 | Paste bandages
42311524 | Petrolatum dressings
42311524 | Petrolatum dressings
42311527 | Transparent film dressings
42311527 | Transparent film dressings
42311528 | Wet dressing systems
42311528 | Wet dressing systems
42311531 | Dressing covers for general use
42311531 | Dressing covers
42311537 | Bandage scissors or its supplies
42311537 | Bandage scissors or its supplies
42311538 | Hyperalimentation kits | Obsolete
42311539 | Bandage applicators
42311539 | Bandage applicators
42311540 | Alginate dressings
42311540 | Alginate dressing
42311541 | Biological dressings
42311541 | Biological dressing
42311542 | Odor control dressing | Obsolete | See - 42311531
42311543 | Dressing retainers
42311543 | Dressing retainer
42311544 | Liquid bandages | New
42311545 | Non adhesive dry bandages or dressings | New
42311546 | Adhesive dry bandages | New
42311547 | Compound or composite bandages | New
42311548 | Medical or surgical tape dispensers | New
42311549 | Impregnated packing gauzes | New
42311550 | Dry packing gauzes | New
42311551 | Medical or surgical tape removers | New
42311552 | Medical and surgical adherent tapes for general use | New
42311600 | Exogenous topical hemostatic agents | New
42311601 | Absorbable gelatin sponge | Obsolete | See - 42311605
42311602 | Bone wax | Obsolete | See - 42311605
42311603 | Oxidized cellulose or polysaccharide based hemostatic products | Obsolete | See - 42311605
42311604 | Collagen hemostatics or microfibrillar collagen | Obsolete | See - 42311605
42311605 | Thrombin non-absorbable patch | Obsolete | See - 42311606
42311606 | Topical hemostatic agents
42311607 | Surgical hemostatic agents
42311700 | Medical and surgical adherent tapes and related products for specialty use | Obsolete
42311702 | Infant umbilical tapes | Obsolete
42311703 | Medical or surgical tapes for skin attachment | Obsolete | See - 42311552
42311704 | Medical or surgical tape dispensers | Obsolete | see - 42311548
42311705 | Medical or surgical tape removers | Obsolete | see - 42311551
42311707 | Surgical tissue tapes
42311708 | Medical and surgical adherent tapes for general use | Obsolete | see - 42311552
42311900 | Medical incision drains and drainage bags and reservoirs and related products | Obsolete
42311901 | Medical incision drain accessories | Obsolete | See - 42295453 or 42295475
42311902 | Medical incision drainage bags or reservoirs | Obsolete | See - 42295453 or 42295475
42311903 | Medical incision drains | Obsolete | See - 42295453 or 42295475
42312000 | Medical tissue closure and related products
42312001 | Butterfly skin closures
42312002 | Medical clips for external use | New | Skin Clips
42312002 | Clips for skin closure |  | See - 42312015
42312003 | Wound or skin closure strips | Obsolete | See - 42312015
42312004 | Medical adhesive or glue or tape removers
42312004 | Medical adhesive or glue removers
42312005 | Medical adhesives or glues for skin closure
42312005 | Medical adhesive or glue for skin closure
42312006 | Medical clip appliers for internal use
42312006 | Medical clip appliers for internal use
42312007 | Medical clips for internal use
42312007 | Medical clips for internal use
42312008 | Medical staple or clip removers | Obsolete
42312009 | Medical staplers for internal use
42312009 | Medical stapler for internal use
42312010 | Medical staplers for external use |  | Skin Stapler
42312010 | Medical stapler for external use
42312011 | Medical staples for internal use
42312011 | Medical staples for internal use
42312012 | Medical staples for external use |  | Skin staples
42312012 | Staples for skin closure
42312013 | Fascial anchors
42312014 | Anastomosis rings
42312015 | Surgical tissue tapes |  | Use for skin closure tapes - eg steristrips
42312100 | Ostomy supplies and non surgical wound drainage products
42312101 | Ostomy appliance adhesives
42312101 | Ostomy appliance adhesives
42312102 | Ostomy appliances
42312102 | Ostomy appliances
42312103 | Ostomy cleaners or deodorants
42312103 | Ostomy cleaners or deodorants
42312104 | Ostomy collection supplies
42312104 | Ostomy collection supplies
42312105 | Ostomy skin barriers or protective care kits
42312105 | Ostomy skin barriers or protective care kits
42312106 | Ostomy inserts
42312106 | Ostomy inserts
42312107 | Ostomy wafers
42312107 | Ostomy wafers
42312108 | Wound drainage pouches
42312108 | Wound drainage pouches
42312109 | Ostomy bag rings
42312109 | Ostomy bag rings
42312110 | Ostomy starter kits
42312110 | Ostomy starter kits
42312111 | Ostomy bag covers
42312111 | Ostomy bag covers
42312112 | Ostomy belts
42312112 | Ostomy belt or accessories
42312113 | Ostomy bag plugs
42312113 | Ostomy bag plugs
42312115 | Ostomy irrigation sleeves
42312115 | Ostomy irrigation sleeves
42312116 | Ostomy catheter fixation kits | New
42312117 | Hemostatic bags
42312118 | Ureterostomy sets
42312119 | Stomal bags
42312120 | Ostomy measuring guides or cards
42312200 | Suture and related products
42312201 | Sutures
42312201 | Suture
42312202 | Suturing kits or trays or packs or sets
42312202 | Suturing kits or trays or packs or sets
42312203 | Suture buttons or bridges
42312203 | Suture buttons or bridges or related accessories
42312204 | Suture boots and capturing devices
42312204 | Suture boots and capturing devices
42312205 | Suture carts or racks | Obsolete | See 42192413
42312206 | Suture needles
42312206 | Suture needles
42312207 | Suture removal kits or trays or packs or sets
42312207 | Suture removal kits or trays or packs or sets
42312208 | Suture removers
42312208 | Suture removers
42312209 | Umbilical tapes
42312210 | Suture identification markers
42312211 | Suture button or bridge accessories
42312300 | Wound cleaning and debridement products
42312301 | Absorbers for wound cleansing
42312301 | Absorbers for wound cleansing
42312302 | Debridement sponges
42312302 | Debridement sponges
42312303 | Pulsed lavage systems for wound treatment
42312303 | Pulsed lavage systems or related accessories for wound treatment
42312304 | Autolytic debridement products
42312304 | Medical autolytic debridement products
42312305 | Enzymatic debridement products
42312305 | Medical enzymatic debridement products
42312306 | Mechanical debridement products
42312306 | Medical mechanical debridement products
42312307 | Surgical debridement products
42312307 | Medical surgical debridement products
42312309 | Wound irrigation systems
42312309 | Wound irrigation systems
42312310 | Wound cleansing bottles
42312310 | Cleansing bottles
42312311 | Wound disinfectant kits
42312311 | Disinfectant kits
42312312 | Wound care or cleansing trays
42312312 | Wound care or cleansing trays
42312313 | Wound cleaning solutions
42312313 | Wound cleaning solutions
42312314 | Maggot debridement products
42312315 | Pulsed lavage system accessories for wound treatment | New
42312400 | Wound packing products
42312401 | Calcium alginate wound packing
42312401 | Calcium alginate wound packing
42312402 | Nasal splints or stents
42312402 | Nasal splints or stents
42312403 | Packing strips for wound care
42312403 | Packing strips for wound care
42312500 | Wound supports and supplies and accessories | v19
42312501 | Mammary support binders
42312501 | Mammary support binders
42312502 | Abdominal binders
42312502 | Abdominal binders
42312503 | Scrotal supports
42312503 | Scrotal supports
42312504 | Facial support garments
42312504 | Facial support garment
42312505 | Perineal binders
42312600 | Negative pressure wound care therapy products
42312601 | Negative pressure wound therapy equipment
42312601 | Negative pressure wound therapy equipment
42312602 | Negative pressure wound therapy systems or kits
42312602 | Negative pressure wound therapy system or kit
42312603 | Negative pressure dressings
42312604 | Topical wound oxygen therapy single use chambers
42312700 | Topical wound oxygen therapy products
42312701 | Topical wound oxygen therapy single use chamber | Obsolete | See - 42312604
42320000 | Orthopedic surgical implants
42321500 | Orthopedic trauma implants
42321501 | Surgical wires
42321501 | Surgical wire and its accessories
42321502 | Orthopedic guidewire or guide pin or guide rod | Obsolete | See - 42321517
42321503 | Bone graft extender or void filler or substitute | Obsolete
42321504 | Intramedullary nails or rods
42321504 | Intramedullary nail or rod
42321505 | Bone plates
42321505 | Bone plate
42321506 | Bone screws
42321506 | Bone screw
42321507 | Internal bone fixation sets
42321507 | Internal fixation set
42321508 | Orthopedic nuts
42321508 | Orthopedic nut
42321509 | Orthopedic washers
42321509 | Orthopedic washer
42321510 | Orthopedic caps
42321510 | Orthopedic cap
42321512 | Permanent bone fixation pins or pegs
42321512 | Bone fixation pin or peg
42321513 | Temporary fixation pin or wire
42321513 | Temporary fixation pin or wire
42321514 | Bone fixation staples
42321514 | Bone fixation staple
42321515 | Intramedullary nail blades
42321515 | Intramedullary nail blade
42321516 | Intramedullary nail locking bolts
42321516 | Intramedullary nail locking bolt
42321517 | Surgical wire accessories | New
42321518 | External bone fixation sets | New
42321600 | Spinal implants
42321601 | Intervertebral discs
42321601 | Intervertebral disc
42321602 | Spinal cables
42321602 | Spinal cable
42321603 | Kyphoplasty balloon kits or accessories
42321603 | Kyphoplasty balloon
42321604 | Spinal crosslinking devices
42321604 | Spinal crosslinking device
42321605 | Spinal interbody cages or spacers
42321605 | Spinal interbody cage
42321606 | Spinal decompression devices
42321606 | Spinal decompression device
42321607 | Spinal hooks
42321607 | Spinal hook
42321609 | Spinal rods
42321609 | Spinal rod
42321610 | Spinal screws
42321610 | Spinal screw
42321611 | Spinal plates
42321611 | Spinal plate
42321612 | Spinal sleeve rings or end caps
42321612 | Spinal sleeve ring or end cap
42321613 | Spinal set screws or blocker or plugs
42321613 | Spinal set screw or blocker or plug
42321614 | Spinal nuts
42321614 | Spinal nut
42321615 | Spinal saddles or cradles
42321615 | Spinal saddle or cradle
42321616 | Spinal connectors or couplers
42321616 | Spinal connector or coupler
42321617 | Spinal staples
42321617 | Spinal staple
42321618 | Spinal washers
42321618 | Spinal washer
42321619 | Spinal cement restrictors
42321619 | Spinal cement restrictor
42321620 | Spinal bolts
42321620 | Spinal bolt
42321621 | Temporary spinal fixation pins or wires
42321621 | Temporary spinal fixation pin or wire
42321622 | Spinal implant kits or systems
42321622 | Spinal implant kit or system
42321700 | Hip joint implants
42321701 | Acetabular cups
42321701 | One piece acetabular cup
42321702 | Acetabular cup shells
42321702 | Acetabular cup shell
42321703 | Acetabular cup liners
42321703 | Acetabular cup liner
42321704 | Femoral heads
42321704 | Femoral head
42321705 | Femoral stem distal centralizers
42321705 | Femoral stem distal centralizer
42321706 | Femoral hip stem extensions
42321706 | Femoral hip stem extension
42321707 | Total hip replacement kits or systems
42321707 | Total hip replacement kit or system
42321708 | Femoral hip stems
42321708 | Femoral hip stem
42321709 | Hip hemiarthroplasty prosthesis
42321709 | One piece hip hemiarthroplasty prosthesis
42321710 | Femoral modular hip component adapters
42321710 | Femoral modular hip component adapter
42321711 | Resurfacing femoral components
42321711 | Resurfacing femoral component
42321712 | Femoral stem proximal centralizers
42321712 | Femoral stem proximal centralizer
42321713 | Acetabular screws
42321713 | Acetabular screw
42321714 | Acetabular augments
42321714 | Acetabular augment
42321715 | Bi polar or uni polar hip components
42321715 | Bi polar or uni polar hip component
42321716 | Femoral canal cement restrictors
42321716 | Femoral canal cement restrictor
42321717 | Hip component screw | Obsolete
42321718 | Acetabular cages
42321718 | Acetabular cage
42321719 | Acetabular meshes
42321719 | Acetabular mesh
42321720 | Acetabular screw hole covers
42321720 | Acetabular screw hole cover
42321721 | Acetabular hole eliminators or plugs
42321721 | Acetabular hole eliminator or plug
42321722 | Acetabular rings
42321722 | Acetabular ring
42321723 | Femoral necks
42321723 | Femoral neck
42321724 | Hip cement spacers | New
42321800 | Knee joint implants
42321801 | Femoral knee components
42321801 | Femoral knee component
42321802 | Femoral knee extension stems
42321802 | Femoral knee extension stem
42321803 | Tibial extension stem | Obsolete
42321804 | Patellar implants
42321804 | Patellar implant
42321805 | Tibial baseplates or trays
42321805 | Tibial baseplate
42321806 | Tibial inserts or bearings or articular surfaces
42321806 | Tibial Insert
42321808 | Total knee replacement kits or systems
42321808 | Total knee replacement kit or system
42321809 | Tibial or femoral or patellar augments
42321809 | Tibial or femoral or patellar augment
42321810 | Tibial baseplate screws
42321810 | Tibial baseplate screw
42321811 | Augment connection screws
42321811 | Augment connection screw
42321812 | Knee joint spacers
42321812 | Knee joint spacer
42321813 | Femoral knee wedges
42321813 | Femoral knee wedge
42321814 | Tibial axles | New
42321815 | Tibial bushings | New
42321816 | Knee cement spacers | New
42321900 | Shoulder joint implants
42321902 | Humeral heads
42321902 | Humeral head
42321903 | Humeral stems
42321903 | Humeral stem
42321904 | Resurfacing humeral components
42321904 | Resurfacing humeral component
42321905 | Glenoid spheres
42321905 | Glenoid sphere
42321906 | Glenoid fixation components
42321906 | Glenoid fixation component
42321907 | Humeral insert liners or cups
42321907 | Humeral insert liner or cup
42321908 | Humeral canal cement restrictors
42321908 | Humeral canal cement restrictor
42321909 | Humeral shells or sockets
42321909 | Humeral shell or socket
42321910 | Humeral stem centralizers or sleeves
42321910 | Humeral stem centralizer or sleeve
42321911 | Humeral bodies
42321911 | Humeral body
42321912 | Total or partial shoulder replacement kits or systems
42321912 | Total or partial shoulder replacement kit or system
42321913 | Shoulder cement spacers | New
42322000 | Distal joint orthopedic implants
42322001 | Ankle joint implants
42322001 | Ankle joint implant
42322002 | Wrist joint implants
42322002 | Wrist joint implant
42322003 | Elbow joint implants
42322003 | Elbow joint implant
42322004 | Finger joint implants
42322004 | Finger joint implant
42322005 | Toe joint implants
42322005 | Toe joint implant
42322006 | Tendon rods or spacers
42322006 | Tendon rod or spacer
42322007 | Orthopedic toe implant sizer sets | New
42322008 | Orthotic caliper plates | New
42322009 | Ankle cement spacers | New
42322100 | Orthopedic trial implants
42322101 | Knee trial implant sizers
42322101 | Knee trial implant
42322102 | Hip trial implant sizers
42322102 | Hip trial implant
42322103 | Shoulder trial implant sizers
42322103 | Shoulder trial implant
42322104 | Distal joint trial implant sizers
42322104 | Distal joint trial implant
42322105 | Spinal trial implant sizers
42322105 | Spinal trial implant
42322106 | Trauma trial implant sizers
42322106 | Trauma trial implant
42322200 | Soft tissue fixation products
42322201 | Interference screws
42322201 | Interference screw
42322202 | Soft tissue non-suture anchors
42322202 | Soft tissue non-suture anchor
42322203 | Suture anchors
42322203 | Suture anchor
42322204 | Soft tissue fixation washers
42322204 | Soft tissue fixation washer
42322205 | Soft tissue fixation pins
42322205 | Soft tissue fixation pin
42322206 | Soft tissue staples
42322206 | Soft tissue staple
42322301 | Pectus bars | New
42322302 | Sternal closure devices | New
42322401 | Upper body limb salvage implants | New
42322402 | Lower body limb salvage implants | New
42322403 | Limb salvage implant accessories | New
42322501 | External fixation rods | New
42322502 | External fixation rings or halos | New
42322503 | External fixation couplers or clamps | New
42322504 | External fixation management systems | New
51000000 | Drugs and Pharmaceutical Products
51100000 | Anti infective drugs | Obsolete
51101500 | Antibiotics | Obsolete
51101503 | Chloramphenicol | Obsolete
51101504 | Clindamycin | Obsolete
51101507 | Penicillin | Obsolete
51101508 | Antibiotic sulfonamides | Obsolete
51101509 | Tetracycline | Obsolete
51101510 | Oxytetracycline | Obsolete
51101511 | Amoxycillin | Obsolete
51101512 | Cloxacillin | Obsolete
51101513 | Neomycin | Obsolete
51101514 | Framycetin sulphate | Obsolete
51101515 | Lincomycin hydrochloride | Obsolete
51101516 | Gramicidin | Obsolete
51101518 | Ofloxacin | Obsolete
51101519 | Thiamphenicol | Obsolete
51101521 | Pristinamycine | Obsolete
51101522 | Clarithromycin | Obsolete
51101523 | Chlorquinaldol | Obsolete
51101524 | Bacitracin zinc | Obsolete
51101525 | Benzoyl peroxide | Obsolete
51101526 | Polymyxins | Obsolete
51101527 | Colistimethate sodium | Obsolete
51101528 | Tyrothricin | Obsolete
51101530 | Trimethoprim | Obsolete
51101531 | Streptogramins | Obsolete
51101532 | Teicoplanin | Obsolete
51101533 | Rifamycin | Obsolete
51101534 | Ceftibuten | Obsolete
51101535 | Cephradine | Obsolete
51101536 | Moxifloxacin hydrochloride | Obsolete
51101537 | Lomefloxacin hydrochloride | Obsolete
51101538 | Levofloxacin | Obsolete
51101539 | Grepafloxacin hydrochloride | Obsolete
51101540 | Gatifloxacin | Obsolete
51101541 | Enoxacin | Obsolete
51101542 | Ciprofloxacin | Obsolete
51101543 | Cephapirin | Obsolete
51101544 | loracarbef | Obsolete
51101545 | Ceftizoxime | Obsolete
51101546 | Norfloxacin | Obsolete
51101547 | Cefprozil | Obsolete
51101548 | Fosfomycin tromethamine | Obsolete
51101549 | Linezolid | Obsolete
51101550 | Cephalexin | Obsolete
51101551 | Ceftriaxone | Obsolete
51101552 | Ceftazidime | Obsolete
51101553 | Alatrofloxacin | Obsolete
51101554 | Dicloxacillin sodium | Obsolete
51101555 | Aztreonam | Obsolete
51101556 | Minocycline | Obsolete
51101557 | Doxycycline | Obsolete
51101558 | Demeclocycline | Obsolete
51101559 | Chlortetracycline | Obsolete
51101560 | Ticarcillin | Obsolete
51101561 | Piperacillin | Obsolete
51101562 | Oxacillin sodium | Obsolete
51101563 | Trovafloxacin mesylate | Obsolete
51101564 | Mezlocillin | Obsolete
51101565 | Cefpodoxime proxetil | Obsolete
51101566 | Carbenicillin | Obsolete
51101567 | Ampicillin | Obsolete
51101568 | Troleandomycin | Obsolete
51101569 | Roxithromycin | Obsolete
51101570 | Erythromycin | Obsolete
51101571 | Dirithromycin | Obsolete
51101572 | Azithromycin | Obsolete
51101573 | Cefuroxime | Obsolete
51101574 | Furazolidone | Obsolete
51101575 | Nafcillin sodium | Obsolete
51101576 | Cephalothin | Obsolete
51101577 | Cefdinir | Obsolete
51101578 | Cefazolin | Obsolete
51101579 | Cefamandole | Obsolete
51101580 | Cefadroxil | Obsolete
51101581 | Cefaclor | Obsolete
51101582 | Tobramycin | Obsolete
51101583 | Cefditoren | Obsolete
51101584 | Gentamicin | Obsolete
51101585 | Netilmicin | Obsolete
51101586 | Amikacin | Obsolete
51101587 | Kanamycin | Obsolete
51101588 | Sparfloxacin | Obsolete
51101589 | Carbapenems including thienamycins | Obsolete
51101590 | Quinupristin | Obsolete
51101591 | Vancomycin | Obsolete
51101592 | Cefoxitin | Obsolete
51101593 | Cefotaxime | Obsolete
51101594 | Cefepime | Obsolete
51101595 | Cefotetan | Obsolete
51101596 | Cefoperazone | Obsolete
51101597 | Mupirocin | Obsolete
51101598 | Cefonicid | Obsolete
51101599 | Cefixime | Obsolete
51101600 | Amebicides and Trichomonacides and Antiprotozoals
51101600 | Amebicides and trichomonacides
51101601 | Atovaquone
51101602 | Eflornithine
51101602 | Eflornithine hydrochloride
51101603 | Metronidazole | obsolete
51101604 | Meglumine antimonate
51101604 | Meglumine antimonate
51101606 | Rifapentine | obsolete
51101607 | Calcium oxide
51101607 | Calcium oxide
51101610 | Chlorocresol | obsolete
51101611 | Meropenem | obsolete
51101612 | Polynoxylin
51101612 | Polynoxylin
51101613 | Pentamidine
51101613 | Pentamidine isetionate
51101614 | Diloxanide furoate
51101614 | Diloxanide furoate
51101616 | Melarsoprol
51101616 | Melarsoprol
51101617 | Tinidazole | Obsolete
51101618 | Taurolidine
51101618 | Taurolidine
51101619 | Secnidazole | Obsolete
51101620 | Iodoquinol
51101620 | Iodoquinol
51101624 | Metronidazole hydrochloride | Obsolete
51101625 | Paromomycin sulfate | Obsolete
51101629 | Trimetrexate
51101629 | Trimetrexate glucuronate
51101630 | Propamidine
51101630 | Propamidine isethionate
51101631 | Nitazoxanide | Obsolete
51101632 | Faropenem sodium | Obsolete
51101633 | Amprolium | New | The Range is expanded and drug names updated
51101634 | Antienite | New
51101635 | Arsthinol | New
51101636 | Azanidazole | New
51101637 | Benznidazole | New
51101638 | Bialamicol | New
51101639 | Clamoxyquin | New
51101640 | Broxyquinoline | New
51101641 | Buparvaquone | New
51101642 | Calcium trisodium pentetate | New
51101643 | Carbarsone | New
51101644 | Carnidazole | New
51101645 | Chiniofon | New
51101646 | Chlorbetamide | New
51101647 | Clamoxyquine | New
51101648 | Clefamide | New
51101649 | Clopidol | New
51101650 | Dehydroemetine | New
51101651 | Diclazuril | New
51101652 | Difetarsone | New
51101653 | Fumagillin | New
51101654 | Dinitolmide | New
51101655 | Emetine | New
51101656 | Emodepside | New
51101657 | Etofamide | New
51101658 | Ferric cacodylate | New
51101659 | Fexinidazole | New
51101660 | Forminitrazole | New
51101661 | Glycobiarsol | New
51101662 | Halofuginone | New
51101663 | Imidocarb | New
51101664 | Ipronidazole | New
51101665 | Melarsomine | New
51101666 | Moxnidazole | New
51101667 | Mepacrine or quinacrine | New
51101668 | Miltefosine | New
51101669 | Monensin | New
51101670 | Moxidectin | New
51101671 | Phanquinone or phanquone | New
51101672 | Nemadectin | New
51101673 | Nifurtimox | New
51101674 | Nitarsone | New
51101675 | Ontianil | New
51101676 | Parvaquone | New
51101677 | Sodium stibogluconate | New
51101678 | Ponazuril | New
51101679 | Pretamazium iodide | New
51101680 | Quinfamide | New
51101681 | Robenidine | New
51101682 | Satranidazole | New
51101683 | Semduramicin | New
51101684 | Spirazine or spirotriazine | New
51101685 | Sulazuril | New
51101686 | Sulfaclozine or sulfachlorpyridazine | New
51101687 | Sulnidazole | New
51101688 | Suramin | New
51101689 | Symetine | New
51101690 | Teclozan | New
51101691 | Tenonitrozole | New
51101692 | Tivanidazole | New
51101693 | Toltrazuril | New
51101694 | Tosulur | New
51101695 | Troquidazole | New
51101696 | Aminosalicylate sodium or sodium aminosalicylate | New
51101697 | Bidimazium iodide | New
51101698 | Acetarsol or acetarsone | New
51101699 | Pentamidine isethionate | New
51101700 | Anthelmintics and other antiparasitics | Obsolete
51101701 | Albendadole | Obsolete
51101702 | Mebendazole | Obsolete
51101703 | Oxamniquine | Obsolete
51101704 | Piperazine citrate | Obsolete
51101705 | Praziquantel | Obsolete
51101706 | Pyrantel pamoate | Obsolete
51101707 | Thiabendazole | Obsolete
51101708 | Sulphanilamide | Obsolete
51101709 | Niclosamide | Obsolete
51101710 | Piperazine | Obsolete
51101711 | Diethylcarbamazine citrate | Obsolete
51101712 | Isobornyl thiocyanoacetate | Obsolete
51101713 | Malathion topical antiparasitic | Obsolete
51101714 | Methylparaben | Obsolete
51101715 | Permethrin topical antiparasitic | Obsolete
51101716 | Tetrachloroethylene | Obsolete
51101717 | Ivermectin | Obsolete
51101718 | Benzyl benzoate | Obsolete
51101719 | Piperonyl butoxide | Obsolete
51101720 | Lindane | Obsolete
51101721 | Febantel | Obsolete
51101800 | Antifungal drugs | Obsolete
51101801 | Amphotericin B | Obsolete
51101802 | Butenafine hydrochloride | Obsolete
51101803 | Butoconazole nitrate | Obsolete
51101804 | Ciclopirox olamine | Obsolete
51101805 | Clotrimazole | Obsolete
51101806 | Econazole nitrate | Obsolete
51101807 | Fluconazole | Obsolete
51101808 | Flucytosine | Obsolete
51101809 | Griseofulvin | Obsolete
51101810 | Itraconazole | Obsolete
51101811 | Ketoconazole | Obsolete
51101812 | Miconazole | Obsolete
51101813 | Naftifine hydrochloride | Obsolete
51101814 | Natamycin | Obsolete
51101815 | Nystatin | Obsolete
51101816 | Oxiconazole nitrate | Obsolete
51101817 | Sulconazole nitrate | Obsolete
51101818 | Terbinafine hydrochloride | Obsolete
51101819 | Terconazole nitrate | Obsolete
51101820 | Tioconazole | Obsolete
51101821 | Tolnaftate | Obsolete
51101824 | Undecylenic acid | Obsolete
51101825 | Ciclopirox | Obsolete
51101826 | Streptomycin sulphate | Obsolete
51101827 | Isoconazole | Obsolete
51101828 | Terconazole | Obsolete
51101829 | Calcium undecylenate | Obsolete
51101830 | Octanoic acid | Obsolete
51101831 | Triacetin | Obsolete
51101832 | Voriconazole | Obsolete
51101834 | Miconazole nitrate | Obsolete
51101835 | Caspofungin acetate | Obsolete
51101836 | Sodium propionate | Obsolete
51101837 | Amorolfine hydrochloride | Obsolete
51101900 | Antimalarial drugs | Obsolete
51101900 | Antiprotozoals
51101901 | Aminoquinolines
51101902 | Mefloquine
51101902 | Mefloquine hydrochloride
51101903 | Primaquine
51101903 | Primaquine phosphate
51101904 | Quinine
51101904 | Quinine sulfate
51101905 | Chloroquine
51101905 | Chloroquine
51101906 | Proguanil
51101906 | Proguanil
51101907 | Pyrimethamine
51101907 | Pyrimethamine
51101908 | Artemether
51101908 | Artemether
51101909 | Chloroquine hydrochloride | Obsolete
51101910 | Chloroquine phosphate | Obsolete
51101911 | Halofantrine
51101911 | Halofantrine hydrochloride
51101912 | Hydroxychloroquine
51101912 | Hydroxychloroquine sulfate
51101913 | Amodiaquine
51101913 | Amodiaquine dihydrochloride
51101914 | Artesunate
51101914 | Artesunate sodium
51101915 | Benflumetol or lumefantrine
51101915 | Lumefantrine or benflumetol
51101916 | Amopyroquine | New & Expanded List
51101917 | Amquinate | New & Expanded List
51101918 | Artemotil or beta-arteether | New & Expanded List
51101919 | Arteflene | New & Expanded List
51101920 | Artemisinin | New & Expanded List
51101921 | Chlorproguanil | New & Expanded List
51101922 | Artenimol | New & Expanded List
51101923 | Atovaquone | New & Expanded List
51101924 | Bulaquine | New & Expanded List
51101925 | Chininum muriaticum | New & Expanded List
51101926 | Chloroguanide | New & Expanded List
51101927 | Cloquinate | New & Expanded List
51101928 | Cycloguanil | New & Expanded List
51101929 | Docetaxel | New & Expanded List
51101930 | Enpiroline | New & Expanded List
51101931 | Quinocide | New & Expanded List
51101932 | Menoctone | New & Expanded List
51101933 | Mepacrine | New & Expanded List
51101934 | Moxipraquine | New & Expanded List
51101935 | Pamaquine | New & Expanded List
51101936 | Sitamaquine | New & Expanded List
51101937 | Tafenoquine | New & Expanded List
51101938 | Tebuquine | New & Expanded List
51101939 | Acediasulfone | New & Expanded List
51101940 | Cycloguanil embonate | New & Expanded List
51102000 | Antitubercular drugs | Obsolete
51102001 | Cycloserine | Obsolete
51102002 | Ethambutol hydrochloride | Obsolete
51102003 | Isoniazid | Obsolete
51102004 | Rifubutin | Obsolete
51102005 | Rifampin | Obsolete
51102006 | Guaiacol | Obsolete
51102007 | Thiacetazone | Obsolete
51102008 | Pyrazinamide | Obsolete
51102009 | Capreomycin sulfate | Obsolete
51102010 | Rifabutene | Obsolete
51102100 | Leprostatics | Obsolete
51102101 | Clofazimine | Obsolete
51102102 | Dapsone | Obsolete
51102200 | Urinary anti infectives and analgesics | Obsolete
51102201 | Cinoxacin | Obsolete
51102202 | Flavoxate hydrochloride | Obsolete
51102203 | Methenamine hippurate | Obsolete
51102204 | Methenamine mandelate | Obsolete
51102205 | Nalidixic acid | Obsolete
51102206 | Nitrofurantoin | Obsolete
51102207 | Oxybutynin chloride | Obsolete
51102208 | Pentosan polysulfate sodium | Obsolete
51102209 | Phenazopyridine hydrochloride | Obsolete
51102211 | Alfuzosin hydrochloride | Obsolete
51102212 | Acetohydroxamic acid | Obsolete
51102213 | Cefpirome sulphate | Obsolete
51102214 | Phenazopyridine | Obsolete
51102300 | Antiviral drugs | Obsolete
51102301 | Acyclovir | Obsolete
51102302 | Amantadine hydrochloride | Obsolete
51102304 | Didanosine | Obsolete
51102305 | Famciclovir | Obsolete
51102306 | Foscarnet sodium | Obsolete | See 51341503
51102307 | Ganciclovir sodium | Obsolete
51102308 | Idoxuridine | Obsolete
51102309 | Indinavir sulfate | Obsolete
51102310 | Lamivudine | Obsolete
51102311 | Nevirapine | Obsolete
51102312 | Ribavirin | Obsolete
51102313 | Rimantadine hydrochloride | Obsolete
51102314 | Ritonavir | Obsolete
51102315 | Saquinavir mesylate | Obsolete
51102316 | Stavidine | Obsolete
51102317 | Trifluradine | Obsolete
51102318 | Valacyclovir hydrochloride | Obsolete
51102319 | Vidarabine | Obsolete
51102320 | Zalcitabine | Obsolete
51102321 | Zidovudine | Obsolete
51102322 | Abacavir sulfate | Obsolete
51102323 | Cidofovir | Obsolete
51102324 | Delavirdine mesylate | Obsolete
51102325 | Docosanol | Obsolete
51102326 | Efavirenz | Obsolete
51102327 | Amprenavir | Obsolete
51102328 | Fomivirsen sodium | Obsolete
51102329 | Nelfinavir mesylate | Obsolete
51102330 | Penciclovir | Obsolete
51102331 | Saquinavir | Obsolete
51102332 | Tenofovir disoproxil fumarate | Obsolete
51102333 | Valganciclovir hydrochloride | Obsolete
51102334 | Zanamivir | Obsolete
51102335 | Acyclovir sodium | Obsolete
51102336 | Moroxydine | Obsolete
51102337 | Adefovir dipivoxil | Obsolete
51102338 | Oseltamivir | Obsolete
51102339 | Ganciclovir | Obsolete
51102340 | Stavudine | Obsolete
51102341 | Valacyclovir | Obsolete
51102342 | Valganciclovir | Obsolete
51102343 | Stavudine and lamivudine and nevirapine | Obsolete
51102344 | Lamivudine and zidovudine | Obsolete
51102345 | Lopinavir and ritonavir | Obsolete
51102346 | Zidovudine and neviparine and lamivudine | Obsolete
51102400 | Ophthalmic | Obsolete
51102402 | Hypromellose | Obsolete
51102403 | Sulfacetamide | Obsolete
51102500 | Veterinary anthelmintics | Obsolete
51102501 | Copper napthanate | Obsolete
51102502 | Toltrazuril | Obsolete
51102503 | Flumethrin | Obsolete
51102505 | Trichlorofon | Obsolete
51102506 | Oxfendazole | Obsolete
51102507 | Piperidolate hydrochloride | Obsolete
51102600 | Veterinary antibiotics | Obsolete
51102601 | Enrofloxacin | Obsolete
51102700 | Antiseptics | Obsolete
51102701 | Clofoctol | Obsolete
51102702 | Sterile water for irrigation | Obsolete
51102705 | Cetrimide | Obsolete
51102706 | Acetic acid antiseptics | Obsolete
51102707 | Chlorhexidine gluconate | Obsolete
51102708 | Formaldehyde antiseptics | Obsolete
51102709 | Hydrogen peroxide antiseptics | Obsolete
51102710 | Alcohol or acetone based antiseptics | Obsolete
51102711 | Oxyquinoline | Obsolete
51102712 | Phenol antiseptics | Obsolete
51102713 | Povidone iodine | Obsolete
51102714 | Sodium chloride solution for irrigation | Obsolete
51102715 | Clioquinol | Obsolete
51102717 | Nitrofurazone | Obsolete
51102718 | Silver nitrate | Obsolete
51102719 | Iodoform | Obsolete
51102720 | Chloroxylenol | Obsolete
51102721 | Ichthammol | Obsolete
51102722 | Topical iodine solutions or gels | Obsolete
51102723 | Merbromin | Obsolete
51102724 | Benzalkonium Chloride | Obsolete
51102725 | Hexylresorcinol | Obsolete
51102726 | Carbamide peroxide | Obsolete
51102727 | Thymol iodide | Obsolete
51102728 | Sodium perborate | Obsolete
51102729 | Cetylpyridinium chloride | Obsolete
51102730 | Hexamidine isetionate | Obsolete
51102800 | Combination anti-infectives | New & Expanded List
51102801 | Allantoin/aminacrine/dienestrol/sulfanilamide | New & Expanded List
51102802 | Acetic acid/aluminum acetate | New & Expanded List
51102803 | Acetic acid/benzalkonium chloride/chloroxylenol/pramoxine | New & Expanded List
51102804 | Acetic acid/benzalkonuim chloride/chloroxylenol/glycerin | New & Expanded List
51102805 | Acetic acid/benzethonium chloride/propylene glycol | New & Expanded List
51102806 | Acetic acid/benzethonium/propylene glycol | New & Expanded List
51102807 | Acetic acid/desonide | New & Expanded List
51102808 | Acetic acid/hydrocortisone | New & Expanded List
51102809 | Acetic/benzalkonium/parachlorometoxylenol/pramoxine/propylene | New & Expanded List
51102810 | Alkyl/aminacrine/benzoxiquine/cupric/edetate/sodium | New & Expanded List
51102811 | Bacitracin/hydrocortisone/neomycin/polymyxin b | New & Expanded List
51102812 | Allantoin/aminacrine/sulfanilamide | New & Expanded List
51102813 | Allantoin/aminacrine/sulfisoxazole | New & Expanded List
51102814 | Aloe/hydrocortisone/iodoquinol | New & Expanded List
51102815 | Aluminum acetate/benzethonium chloride | New & Expanded List
51102816 | Aminacrine/docusate/edetate sodium/nonoxynol | New & Expanded List
51102817 | Amphotericin b/tetracycline | New & Expanded List
51102818 | Bacitracin/diperodon/neomycin/polymyxin b | New & Expanded List
51102819 | Betamethasone/clotrimazole | New & Expanded List
51102820 | Bacitracin/neomycin/polymyxin | New & Expanded List
51102821 | Bacitracin/neomycin/polymyxin b | New & Expanded List
51102822 | Bacitracin/polymyxin b | New & Expanded List
51102823 | Bacitracin/polymyxin b/pramoxine | New & Expanded List
51102824 | Benzalkonium chloride/chloroxylenol/hydrocortisone | New & Expanded List
51102825 | Benzalkonium/oxyquinoline | New & Expanded List
51102826 | Ciprofloxacin/dextrose | New & Expanded List
51102827 | Brilliant green/gentian violet/proflavine | New & Expanded List
51102828 | Cetylpyridinium chloride/chloroxylenol/hydrocortisone/triacetin | New & Expanded List
51102829 | Cetylpyridinium chloride/dyclonine hydrochloride | New & Expanded List
51102830 | Cetylpyridinium/chloroxylenol/triacetin | New & Expanded List
51102831 | Chloramphenicol/hydrocortisone | New & Expanded List
51102832 | Chloramphenicol/hydrocortisone/polymyxin b | New & Expanded List
51102833 | Chlorcyclizine/hydrocortisone | New & Expanded List
51102834 | Chloroxylenol/isopropyl myristate/undecylenic acid | New & Expanded List
51102835 | Ciprofloxacin/dexamethasone | New & Expanded List
51102836 | Dexamethasone/tobramycin | New & Expanded List
51102837 | Ciprofloxacin/hydrocortisone | New & Expanded List
51102838 | Clioquinol/hydrocortisone | New & Expanded List
51102839 | Clioquinol/hydrocortisone/pramoxine | New & Expanded List
51102840 | Colistin/hydrocortisone/neomycin | New & Expanded List
51102841 | Colistin/hydrocortisone/neomycin/thonzonium | New & Expanded List
51102842 | Dalfopristin/quinupristin | New & Expanded List
51102843 | Dexamethasone/neomycin | New & Expanded List
51102844 | Dexamethasone/neomycin/polymyxin b | New & Expanded List
51102845 | Hydrocortisone/neomycin | New & Expanded List
51102846 | Erythromycin/sulfisoxazole | New & Expanded List
51102847 | Fluocinolone/neomycin | New & Expanded List
51102848 | Fluorometholone/sulfacetamide | New & Expanded List
51102849 | Flurandrenolide/neomycin | New & Expanded List
51102850 | Gentamicin/prednisolone | New & Expanded List
51102851 | Gramicidin/neomycin/nystatin/triamcinolone | New & Expanded List
51102852 | Gramicidin/neomycin/polymyxin b | New & Expanded List
51102853 | Hexachlorophene/hydrocortisone/menthol | New & Expanded List
51102854 | Hydrocortisone/iodoquinol | New & Expanded List
51102855 | Metronidazole/sodium chloride | New & Expanded List
51102856 | Hydrocortisone/neomycin/polymyxin b | New & Expanded List
51102857 | Hydrocortisone/oxytetracycline | New & Expanded List
51102858 | Hydrocortisone/polymyxin b | New & Expanded List
51102859 | Isopropyl alcohol/salicylic acid/sodium thiosulfate | New & Expanded List
51102860 | Loteprednol/tobramycin | New & Expanded List
51102861 | Methylprednisolone/neomycin | New & Expanded List
51102862 | Oxytetracycline/polymyxin b | New & Expanded List
51102863 | Neomycin/polymyxin b | New & Expanded List
51102864 | Neomycin/polymyxin b/prednisolone | New & Expanded List
51102865 | Neomycin/polymyxin/pramoxine | New & Expanded List
51102866 | Neomycin/prednisolone | New & Expanded List
51102867 | Nystatin/oxytetracycline | New & Expanded List
51102868 | Nystatin/triamcinolone | New & Expanded List
51102869 | Oxytetracycline/phenazopyridine/sulfamethizole | New & Expanded List
51102871 | Polymyxin b/trimethoprim | New & Expanded List
51102872 | Prednisolone/sulfacetamide | New & Expanded List
51102873 | Sulfabenzamide/sulfacetamide/sulfathiazole | New & Expanded List
51102874 | Sulfabenzamide/sulfacetamide/sulfathiazole/urea | New & Expanded List
51102875 | Ambroxol/amoxicllin | New & Expanded List
51102876 | Ambroxol/cefadroxil | New & Expanded List
51102877 | Ambroxol/clarithromycin | New & Expanded List
51102900 | Combination antimalarials | New & Expanded List
51102901 | Artemether/lumefantrine | New & Expanded List
51102902 | Atovaquone/proguanil | New & Expanded List
51102903 | Chloroquine/primaquine | New & Expanded List
51102904 | Pyrimethamine/sulfadoxine | New & Expanded List
51103000 | Combination pediculicides | New & Expanded List
51103001 | Petroleum/piperonyl butoxide/pyrethrins | New & Expanded List
51103002 | Piperonyl butoxide/pyrethrins | New & Expanded List
51103003 | Piperonyl butoxide/pyrethrins/petroleum distillates | New & Expanded List
51110000 | Antineoplastic agents | Obsolete
51110000 | Antineoplastic agents | New Family v19
51111500 | Alkylating agents | Obsolete
51111501 | Amifostine | Obsolete
51111502 | Busulfan | Obsolete
51111503 | Carboplatin | Obsolete
51111504 | Carmustine | Obsolete
51111505 | Chlorambucil | Obsolete
51111506 | Cisplatin | Obsolete
51111507 | Cyclophosphamide | Obsolete
51111508 | Dacarbazine | Obsolete
51111509 | Ifosfamide | Obsolete
51111510 | Lomustine | Obsolete
51111511 | Mechlorethamine hydrochloride | Obsolete
51111512 | Melphalan | Obsolete
51111513 | Mesna | Obsolete
51111514 | Pipobroman | Obsolete
51111515 | Streptozocin | Obsolete
51111516 | Thiotepa | Obsolete
51111517 | Uracil mustard | Obsolete
51111518 | Melphalan hydrochloride | Obsolete
51111519 | Temozolomide | Obsolete
51111520 | Procarbazine hydrochloride | Obsolete
51111521 | Altretamine | Obsolete
51111522 | Ceftriaxone sodium | Obsolete
51111600 | Antimetabolites
51111600 | Antimetabolites
51111601 | Cladribine
51111602 | Cytarabine
51111602 | Cytarabine
51111603 | Floxuridine
51111603 | Floxuridine
51111604 | Fludarabine phosphate | Obsolete
51111605 | Fluorouracil | Obsolete
51111606 | Hydroxycarbamide or hydroxyurea
51111606 | Hydroxyurea | Obsolete
51111609 | Mercaptopurine | Obsolete
51111610 | Methotrexate
51111610 | Methotrexate
51111611 | Teniposide
51111611 | Teniposide
51111612 | Thioguanine | Obsolete
51111613 | Lenograstim
51111613 | Lenograstim
51111614 | Etoposide | Obsolete
51111615 | Glutathione
51111615 | Glutathione
51111616 | Capecitabine | Obsolete
51111617 | Gemcitabine
51111617 | Gemcitabine hydrochloride
51111618 | Methotrexate sodium | Obsolete
51111619 | Brequinar | New
51111620 | Acadesine | New
51111621 | Acivicin | New
51111622 | Adenine | New
51111623 | Amonafide | New
51111624 | Ancitabine | New
51111625 | Azacitidine | New
51111626 | Bexarotene | New
51111627 | Doxifluridine | New
51111628 | Carmofur | New
51111629 | Clofarabine | New
51111630 | Decitabine | New
51111631 | Dezaguanine | New
51111632 | Diflomotecan | New
51111633 | Edatrexate | New
51111634 | Emitefur | New
51111635 | Eniluracil | New
51111636 | Enocitabine | New
51111637 | Evandamine | New
51111638 | Exatecan | New
51111639 | Fazarabine | New
51111640 | Masoprocol | New
51111641 | Galocitabine | New
51111642 | Irinotecan | New
51111643 | Ketotrexate | New
51111644 | Lonidamine | New
51111645 | Pralatrexate | New
51111646 | Nelarabine | New
51111647 | Nolatrexed | New
51111648 | Oteracil | New
51111649 | Peldesine | New
51111650 | Pemetrexed | New
51111651 | Pirazofurin or pyrazofurin | New
51111652 | Piritrexim | New
51111653 | Tocladesine | New
51111654 | Raltitrexed | New
51111655 | Rubitecan | New
51111656 | Tegafur | New
51111657 | Tezacitabine | New
51111658 | Tiazofurin or tiazofurine | New
51111659 | Topotecan | New
51111660 | Triciribine | New
51111661 | Troxacitabine | New
51111662 | Uracil | New
51111663 | Valopicitabine | New
51111664 | Aminopterin | New
51111665 | Thioguanine or tioguanine | New
51111700 | Antineoplastic antibiotics
51111701 | Bleomycin sulfate | Obsolete
51111702 | Dactinomycin | Obsolete
51111703 | Daunorubicin citrate
51111703 | Daunorubicins
51111704 | Mitomycin
51111704 | Mitomycin
51111705 | Mitotane | Obsolete
51111706 | Mitoxantrone hydrochloride | Obsolete
51111707 | Deoxycoformycin or pentostatin
51111707 | Pentostatin
51111708 | Plicamycin | Obsolete
51111709 | Vincristine sulphate | Obsolete
51111710 | Epirubicin | Obsolete
51111711 | Doxorubicin hydrochloride | Obsolete
51111712 | Pirarubicin | Obsolete
51111713 | Alemtuzumab | Obsolete
51111714 | Doxorubicin hydrochloride liposomal | Obsolete
51111715 | Epirubicin hydrochloride | Obsolete
51111716 | Rituximab
51111716 | Rituximab
51111717 | Trastuzumab
51111717 | Trastuzumab
51111718 | Valrubicin | Obsolete
51111719 | Idarubicin hydrochloride | Obsolete
51111720 | Infliximab | Obsolete
51111721 | Ibritumomab tiuxetan | Obsolete
51111722 | Imatinib | Obsolete
51111723 | Leuprorelin | Obsolete
51111724 | Anthramycin or antramycin | New
51111725 | Acodazole | New
51111726 | Ambazone | New
51111727 | Amsacrine | New
51111728 | Cabazitaxel | New
51111729 | Arsenic trioxide | New
51111730 | Azotomycin | New
51111731 | Bevacizumab | New
51111732 | Bisantrene | New
51111733 | Bleomycin | New
51111734 | Butantrone | New
51111735 | Cemadotin | New
51111736 | Cetuximab | New
51111737 | Crisnatol | New
51111738 | Datelliptium | New
51111739 | Etoposide | New
51111740 | Daunorubicin hydrochloride | New
51111741 | Demecolcine | New
51111742 | Eribulin | New
51111743 | Medorubicin | New
51111744 | Galarubicin | New
51111745 | Gemtuzumab | New
51111746 | Ipilimumab | New
51111747 | Ixabepilone | New
51111748 | Ladirubicin | New
51111749 | Leurubicin | New
51111750 | Losoxantrone | New
51111751 | Ortetamine | New
51111752 | Menogaril | New
51111753 | Mitoguazone | New
51111754 | Mitonafide | New
51111755 | Nogalamycin | New
51111756 | Ofatumumab | New
51111757 | Teloxantrone | New
51111758 | Panitumumab | New
51111759 | Piroxantrone | New
51111760 | Pixantrone | New
51111761 | Ranibizumab | New
51111762 | Romidepsin | New
51111763 | Soblidotin | New
51111764 | Vinepidine | New
51111765 | Trabectedin | New
51111766 | Vinblastine | New
51111767 | Vincristine | New
51111768 | Vindesine | New
51111769 | Vinflunine | New
51111770 | Vinfosiltine | New
51111771 | Vinleucinol | New
51111772 | Vinorelbine | New
51111773 | Vinzolidine | New
51111774 | Vorinostat | New
51111775 | Bizelesin | New
51111776 | Podofilox | New
51111777 | Salinomycin | New
51111800 | Hormones and antihormones
51111801 | Anastrozole | Obsolete
51111802 | Bicalutamide
51111802 | Bicalutamide
51111803 | Estramustine
51111803 | Estramustine phosphate sodium
51111804 | Flutamide | Obsolete
51111805 | Goserelin
51111805 | Goserelin acetate
51111806 | Irinotecan hydrochloride | Obsolete
51111807 | Leuprolide
51111807 | Leuprolide acetate
51111808 | Nilutamide | Obsolete
51111809 | Tamoxifen | Obsolete
51111810 | Testolactone
51111810 | Testolactone
51111811 | Topotecan hydrochloride | Obsolete
51111812 | Vinblastine sulfate | Obsolete
51111813 | Vincristine sulfate | Obsolete
51111814 | Vinorelbine tartrate | Obsolete
51111815 | Triptorelin
51111815 | Triptorelin
51111816 | Buserelin | Obsolete
51111817 | Toremifene citrate | Obsolete
51111818 | Triptorelin pamoate | Obsolete
51111819 | Fulvestrant | Obsolete
51111820 | Letrozole
51111820 | Letrozole
51111821 | Tamoxifen citrate | Obsolete
51111822 | Oxaliplatin | Obsolete
51111823 | Pamidronic acid | Obsolete
51111824 | Exemestane
51111824 | Exemestane
51111825 | Erlotinib | Obsolete
51111826 | Gefitinib mesylate | Obsolete
51111827 | Tibolone | Obsolete
51111828 | Cyproterone
51111828 | Cyproterone
51111829 | Abarelix | New
51111830 | Abiraterone | New
51111831 | Acolbifene | New
51111832 | Aminoglutethimide | New
51111833 | Axitinib | New
51111834 | Bazedoxifene | New
51111835 | Benorterone | New
51111837 | Bifluranol | New
51111838 | Bortezomib | New
51111839 | Calusterone | New
51111840 | Cetrorelix | New
51111841 | Cioteronel | New
51111842 | Degarelix | New
51111843 | Deslorelin | New
51111844 | Fadrozole | New
51111845 | Dromostanolone or drostanolone | New
51111846 | Epitiostanol | New
51111847 | Erbulozole | New
51111848 | Formestane | New
51111849 | Fosfestrol | New
51111850 | Gonadorelin | New
51111851 | Histrelin | New
51111853 | Inocoterone | New
51111854 | Nafarelin | New
51111855 | Lanreotide | New
51111856 | Lapatinib | New
51111857 | Lasofoxifene | New
51111858 | Liarozole | New
51111859 | Mecasermin | New
51111860 | Mitotane | New
51111861 | Terfluranol | New
51111862 | Nilotinib | New
51111863 | Octreotide | New
51111866 | Sulprostone | New
51111867 | Zindoxifene | New
51111868 | Terguride | New
51111869 | Trilostane | New
51111870 | Vapreotide | New
51111871 | Vorozole | New
51111872 | Zanoterone | New
51111873 | Tamoxifen | New
51111874 | Tamoxifen citrate | New
51111875 | Anastrozole | New
51111876 | Leuprorelin | New
51111900 | Natural antineoplastic products
51111901 | Asparaginase
51111901 | Asparaginase
51111902 | Docetaxel | Obsolete
51111904 | Paclitaxel
51111904 | Paclitaxel
51111905 | Porfimer sodium
51111905 | Porfimer sodium
51111906 | Pegaspargase
51111906 | Pegaspargase
51111907 | Sodium phenylbutyrate
51111907 | Sodium phenylbutyrate
51111908 | Aminolevulinic acid | New
51111909 | Methyl aminolevulinate | New
51111910 | Paclitaxel poliglumex | New
51111911 | Porfimer | New
51111912 | Temoporfin | New
51111913 | Paclitaxel ceribate | New
51112000 | Tyrosine kinase inhibitors | New
51112001 | Capecitabine | New
51112002 | Dasatinib | New
51112003 | Erlotinib | New
51112004 | Gefitinib | New
51112005 | Imatinib | New
51112006 | Pazopanib | New
51112007 | Semaxanib | New
51112008 | Sorafenib | New
51112009 | Sunitinib | New
51112010 | Vandetanib | New
51112011 | Vatalanib | New
51112012 | Afatinib | New
51112013 | Dasatinib hydrate | New
51112014 | Erlotinib hydrochloride | New
51112015 | Imatinib mesiate or mesylate | New
51112016 | Sorafenib tosylate | New
51112017 | Sunitinib malate | New
51112018 | Vatalanib succinate | New
51112019 | Bosutinib | New
51112100 | Antineoplastic agents, antineoplastic agent immunotoxins and antineoplastic keratinocyte growth factors
51112101 | Denileukin diftitox | New
51112102 | Palifermin | New
51112103 | Alitretinoin | New
51112104 | Etoglucid | New
51112200 | Combination antineoplastics | New
51112201 | Bleomycin/sodium chloride | New
51112202 | Cyclophosphamide/mannitol | New
51112203 | Doxorubicin/sodium chloride | New
51112204 | Ifosfamide/mesna | New
51112205 | Methotrexate/sodium chloride | New
51112206 | Sodium chloride/vinblastine | New
51112300 | Alkylating agent alkanesulfonic acids | New
51112301 | Busulfan | New
51112302 | Improsulfan | New
51112303 | Improsulfan hydrochloride | New
51112304 | Improsulfan tosilate | New
51112305 | Mannosulfan | New
51112306 | Treosulfan | New
51112400 | Alkylating agent amides | New
51112401 | Amifostine monohydrate | New
51112402 | Dacarbazine | New
51112403 | Dacarbazine citrate | New
51112404 | Procarbazine | New
51112405 | Procarbazine hydrochloride | New
51112500 | Alkylating agent nitrogen mustard compounds | New
51112501 | Ambamustine | New
51112502 | Atrimustine | New
51112503 | Bendamustine | New
51112504 | Bofumustine | New
51112505 | Chlorambucil | New
51112506 | Chlormethine hydrochloride | New
51112507 | Cyclophosphamide | New
51112508 | Bendamustine hydrochloride | New
51112509 | Chlormethine or mechlorethamine | New
51112510 | Ifosfamide | New
51112511 | Mafosfamide | New
51112512 | Mannomustine | New
51112513 | Melphalan | New
51112514 | Mafosfamide lysine | New
51112515 | Mannomustine dihydrochloride | New
51112516 | Melphalan flufenamide | New
51112517 | Mannomustine hydrochloride | New
51112518 | Melphalan hydrochloride | New
51112519 | Metamelfalan | New
51112520 | Perfosfamide | New
51112521 | Prednimustine | New
51112522 | Sarcolysin | New
51112523 | Sufosfamide | New
51112524 | Trichlormethine | New
51112525 | Trofosfamide | New
51112526 | Uracil mustard or uramustine | New
51112527 | Sarcolysin hydrochloride | New
51112528 | Spiromustine | New
51112600 | Alkylating agent nitrosourea compounds | New
51112601 | Carmustine | New
51112602 | Ditiomustine | New
51112603 | Ecomustine | New
51112604 | Fotemustine | New
51112605 | Galamustine | New
51112606 | Lomustine | New
51112607 | Nimustine | New
51112608 | Cyclophosphamide anhydrous | New
51112609 | Neptamustine or pentamustine | New
51112610 | Nimustine hydrochloride | New
51112611 | Ranimustine | New
51112612 | Semustine | New
51112613 | Tauromustine | New
51112700 | Alkylating agent organoplatinum compounds | New
51112701 | Carboplatin | New
51112702 | Cisplatin | New
51112703 | Enloplatin | New
51112704 | Nedaplatin | New
51112705 | Oxaliplatin | New
51112706 | Satraplatin | New
51112707 | Zeniplatin | New
51112708 | Picoplatin | New
51112800 | Alkylating agent stilbenes | New
51112801 | Droloxifene | New
51112802 | Idoxifene | New
51112803 | Ospemifene | New
51112804 | Raloxifene | New
51112805 | Toremifene | New
51112900 | Alkylating agent triazines | New
51112901 | Amifostine | New
51112902 | Temozolomide | New
51113000 | Alkylating agent amines | New
51113001 | Altretamine | New
51113002 | Altretamine hydrochloride | New
51113100 | Alkylating agent alcohols | New
51113101 | Defosfamide | New
51113102 | Mitobronitol | New
51113103 | Mitolactol | New
51113104 | Ritrosulfan | New
51113200 | Alkylating agent aziridines | New
51113201 | Azatepa | New
51113202 | Benzodepa | New
51113203 | Diaziquone | New
51113204 | Meturedepa | New
51113205 | Pumitepa | New
51113206 | Thiotepa | New
51113207 | Tretamine or triethylenemelamine | New
51113208 | Triaziquone | New
51113300 | Alkylating agent carbamates | New
51113301 | Carboquone | New
51113302 | Enpromate | New
51113303 | Uredepa | New
51113400 | Alkylating agent carboxylic acids | New
51113401 | Aceglatone | New
51113402 | Azelaic acid | New
51113500 | Alkylating agent piperazines | New
51113501 | Pipobroman | New
51113502 | Piposulfan | New
51113600 | Alkylating agent cytokines | New
51113601 | Irofulven | New
51113602 | Oprelvekin | New
51120000 | Cardiovascular drugs | Obsolete
51120000 | Antiarrythmics and antianginals and cardioplegics and drugs for heart failure | New
51121500 | Antiarrythmic agents
51121501 | Adenosine | Obsolete
51121502 | Digoxin | Obsolete
51121503 | Quinidine gluconate | Obsolete
51121504 | Flecainide | Obsolete
51121506 | Sotalol hydrochloride | Obsolete
51121507 | Hydroquinidine hydrochloride | Obsolete
51121509 | Propafenone | Obsolete
51121510 | Disopyramide | Obsolete
51121511 | Amiodarone hydrochloride | Obsolete
51121512 | Bretylium tosylate | Obsolete
51121513 | Disopyramide phosphate | Obsolete
51121514 | Dofetilide | Obsolete
51121515 | Flecainide acetate | Obsolete
51121516 | Ibutilide fumarate | Obsolete
51121517 | Mexiletine hydrochloride | Obsolete
51121518 | Moricizine
51121518 | Moricizine hydrochloride
51121519 | Procainamide hydrochloride | Obsolete
51121520 | Propafenone hydrochloride | Obsolete
51121521 | Quinidine polygalacturonate | Obsolete
51121522 | Tocainide hydrochloride | Obsolete
51121523 | Quinidine sulfate | Obsolete
51121536 | Bucromarone | New
51121566 | Nadolol | New
51121583 | Propafenone hydrochloride | New
51121600 | Antianginal drugs
51121601 | Amyl nitrate | Obsolete
51121602 | Isosorbide dinitrate | Obsolete
51121603 | Nitroglycerin | Obsolete
51121604 | Pentaerythritol tetranitrate or pentaerithrityl tetranitrate
51121604 | Pentaerythritol tetranitrate
51121607 | Nicorandil | Obsolete
51121608 | Nicardipine Hydrochloride | Obsolete
51121609 | Molsidomine | Obsolete
51121610 | Pralidoxime | Obsolete
51121611 | Trimetazidine | Obsolete
51121614 | Isosorbide mononitrate | Obsolete
51121615 | Bepridil hydrochloride | Obsolete
51121616 | Isoxsuprine
51121616 | Isoxsuprine hydrochloride
51121617 | Ranolazine
51121617 | Ranolazine
51121700 | Antihypertensive drugs | Obsolete
51121701 | Diazoxide | Obsolete
51121702 | Terazosin | Obsolete
51121703 | Captopril | Obsolete
51121704 | Lisinopril | Obsolete
51121705 | Felodipine | Obsolete
51121706 | Isradipine | Obsolete
51121707 | Verapamil | Obsolete
51121708 | Methyldopa | Obsolete
51121709 | Carvedilol | Obsolete
51121710 | Losartan potassium | Obsolete
51121711 | Minoxidil | Obsolete
51121713 | Diltiazem hydrochloride | Obsolete
51121714 | Vincamine | Obsolete
51121715 | Enalapril | Obsolete
51121716 | Piretanide | Obsolete
51121717 | Eprosartan mesylate | Obsolete
51121718 | Clonidine hydrochloride | Obsolete
51121721 | Metoprolol tartrate | Obsolete
51121722 | Reserpine | Obsolete
51121724 | Naftidrofuryl oxalate | Obsolete
51121725 | Bisoprolol fumarate | Obsolete
51121726 | Indapamide | Obsolete
51121727 | Penbutolol | Obsolete
51121728 | Prazosin | Obsolete
51121729 | Celiprolol | Obsolete
51121730 | Ramipril | Obsolete
51121731 | Trandolapril | Obsolete
51121732 | Combination trandolapril and verapamil hydrochloride | Obsolete
51121733 | Valsartan | Obsolete
51121734 | Xantinol nicotinate | Obsolete
51121735 | Candesartan cilexetil | Obsolete
51121737 | Benazepril hydrochloride | Obsolete
51121738 | Deserpidine | Obsolete
51121739 | Verapamil hydrochloride | Obsolete
51121740 | Nisoldipine | Obsolete
51121741 | Mibefradil dihydrochloride | Obsolete
51121742 | Diltiazem malate | Obsolete
51121743 | Amlodipine besylate | Obsolete
51121744 | Enalpril maleate | Obsolete
51121745 | Enalaprilat dihydrate | Obsolete
51121746 | Fenoldopam mesylate | Obsolete
51121747 | Fosinopril sodium | Obsolete
51121748 | Guanabenz acetate | Obsolete
51121749 | Guanadrel sulfate | Obsolete
51121750 | Guanethidine sulfate | Obsolete
51121751 | Guanfacine hydrochloride | Obsolete
51121752 | Hydralazine hydrochloride | Obsolete
51121753 | Irbesartan | Obsolete
51121754 | Mecamylamine hydrochloride | Obsolete
51121755 | Methyldopate hydrochloride | Obsolete
51121756 | Metyrosine | Obsolete
51121757 | Moexipril hydrochloride | Obsolete
51121758 | Nitroprusside sodium | Obsolete
51121759 | Olmesartan medoxomil | Obsolete
51121760 | Perindopril erbumine | Obsolete
51121761 | Quinapril hydrochloride | Obsolete
51121762 | Rauwolfia serpentina | Obsolete
51121763 | Telmisartan | Obsolete
51121764 | Quinapril | Obsolete
51121765 | Metoprolol | Obsolete
51121766 | Atomoxetine | Obsolete
51121767 | Nebivolol | Obsolete
51121768 | Benazepril | Obsolete
51121769 | Perindopril | Obsolete
51121770 | Cilazapril | Obsolete
51121771 | Fosinopril | Obsolete
51121772 | Guggulsterone | Obsolete
51121773 | Lercanidipine hydrochloride | Obsolete
51121774 | Levosimendan | Obsolete
51121775 | Tirofiban | Obsolete
51121777 | Trimetazidine dihydrochloride | Obsolete
51121778 | Rilmenidine | Obsolete
51121779 | Clevidipine | Obsolete
51121780 | Losartan | Obsolete
51121800 | Antihyperlipidemic and hypocholesterolemic agents | Obsolete
51121801 | Fluvastatin sodium | Obsolete
51121802 | Lovastatin | Obsolete
51121803 | Simvastatin | Obsolete
51121804 | Clofibrate | Obsolete
51121805 | Gemfibrozil | Obsolete
51121806 | Pravastatin sodium | Obsolete
51121807 | Polidocanol | Obsolete
51121808 | Probucol | Obsolete
51121809 | Fenofibrate | Obsolete
51121810 | Atorvastatin calcium | Obsolete
51121811 | Cerivastatin sodium | Obsolete
51121812 | Choline | Obsolete
51121813 | Choline bitartrate | Obsolete
51121814 | Inositol | Obsolete
51121815 | Racemethionine | Obsolete
51121816 | Phosphatidylcholine | Obsolete
51121817 | Cholestyramine | Obsolete
51121818 | Atorvastatin | Obsolete
51121819 | Ezetimibe | Obsolete
51121820 | Chondroitin sulfate A | Obsolete
51121821 | Pravastatin | Obsolete
51121822 | Mevastatin | Obsolete
51121823 | Rosuvastatin | Obsolete
51121900 | Drugs used for congestive heart failure
51121901 | Inamrinone lactate | Obsolete
51121902 | Milrinone lactate | Obsolete
51121903 | Digitoxin | Obsolete
51121904 | Nifedipine | Obsolete
51121905 | Enoximone | Obsolete
51121906 | Betaine | Obsolete
51121907 | Nesiritide
51121907 | Nesiritide
51121908 | Powdered or prepared digitalis leaf
51121908 | Powdered or prepared digitalis leaf
51121909 | Eplerenone | Obsolete
51121910 | Lanatoside c
51121910 | Lanatoside c
51121911 | Gitoformate or pentaformylgitoxin | New
51121912 | Acetyldigitoxin | New
51121914 | Bemarinone | New
51121915 | Bufogenin or resibufogenin | New
51121916 | Carsatrin | New
51121917 | Deslanoside | New
51121918 | Draflazine | New
51121919 | Etomoxir | New
51121920 | Sulmazole | New
51121921 | G-strophanthin or ouabain | New
51121922 | Meribendan | New
51121923 | Nepicastat | New
51121924 | Proscillaridin | New
51121925 | Ramnodigin | New
51121926 | Simendan | New
51121927 | Monoxerutin | New
51122100 | Vasodilators | Obsolete
51122101 | Dihydroergocristine mesilate | Obsolete
51122102 | Buflomedil hydrochloride | Obsolete
51122103 | Linsidomine hydrochlorate | Obsolete
51122104 | Papaverine | Obsolete
51122105 | Pentifylline | Obsolete
51122107 | Ifenprodil tartrate | Obsolete
51122108 | Ergoloid mesylates | Obsolete
51122109 | Papaverine hydrochloride | Obsolete
51122110 | Nimodipine | Obsolete
51122111 | Amyl nitrite | Obsolete
51122112 | Alprostadil | Obsolete
51122113 | Nicotinic acid | Obsolete
51122200 | Antihypotensive drugs | Obsolete
51122201 | Ornipressin | Obsolete
51122300 | Cardioplegic agents
51122301 | Cardioplegic solution
51122301 | Cardioplegic solution
51122400 | Combination antianginals | New
51122401 | Hydroxyzine/pentaerythritol tetranitrate | New
51122402 | Mannitol hexanitrate/phenobarbital | New
51122403 | Meprobamate/pentaerythritol tetranitrate | New
51122404 | Niacin/pentaerythritol tetranitrate | New
51122405 | Pentaerythritol tetranitrate/phenobarbital | New
51122406 | Phenobarbital/sodium nitrite | New
51122500 | Combination antiarrhythmics | New
51122501 | Bretylium/dextrose | New
51122600 | Combination antilipemic agents | New
51122601 | Aspirin/pravastatin | New
51122602 | Cholestyramine/sorbitol | New
51122603 | Ezetimibe/simvastatin | New
51122604 | Lovastatin/niacin | New
51122605 | Niacin/simvastatin | New
51122700 | Combination cardiovascular agents | New
51122701 | Calcium chloride/dextrose/magnesium chloride/sodium chloride | New
51122702 | Potassium chloride/sodium bicarbonate | New
51122800 | Antiarrythmic alcohols
51122801 | Almokalant | New
51122802 | Stirocainide | New
51122803 | Itrocainide | New
51122804 | Zocainone | New
51122805 | Drobuline | New
51122806 | Guafecainol | New
51122807 | Sotalol | New
51122901 | Magnesium gluconate | New
51123000 | Antiarrythmics and antianginals and cardioplegics and drugs for heart failure
51123001 | Ajmaline | New
51123002 | Prajmaline | New
51123003 | Sparteine | New
51123004 | Emilium tosilate | New
51123005 | Hydroquinidine | New
51123006 | Lorajmine | New
51123100 | Antiarrythmic amides
51123101 | Acecainide | New
51123102 | Acecainide hydrochloride | New
51123103 | Droxicainide | New
51123104 | Actisomide | New
51123105 | Droxicainide hydrochloride | New
51123106 | Encainide | New
51123107 | Dofetilide | New
51123108 | Encainide hydrochloride | New
51123109 | Epicainide | New
51123110 | Ibutilide | New
51123111 | Ibutilide fumarate | New
51123112 | Modecainide | New
51123113 | Tocainide | New
51123114 | Procainamide | New
51123115 | Pincainide | New
51123116 | Procainamide hydrochloride | New
51123117 | Pilsicainide | New
51123118 | Pilsicainide hydrochloride | New
51123119 | Tocainide hydrochloride | New
51123120 | Transcainide | New
51123200 | Antiarrythmic amines
51123201 | Aprindine | New
51123202 | Butobendine | New
51123203 | Aprindine hydrochloride | New
51123204 | Butoprozine | New
51123205 | Pentisomide | New
51123206 | Mexiletine hydrochloride | New
51123207 | Mexiletine | New
51123300 | Antiarrythmic azocines
51123301 | Asocainol | New
51123302 | Asocainol hydrochloride | New
51123400 | Antiarrythmic azoles
51123401 | Cibenzoline | New
51123402 | Dazolicine | New
51123500 | Antiarrythmic benzazepines
51123501 | Ivabradine | New
51123502 | Zatebradine | New
51123600 | Antiarrythmic benzofurans
51123601 | Amiodarone | New
51123602 | Dronedarone | New
51123700 | Antiarrythmic cyclic hydrocarbons
51123701 | Ambasilide | New
51123702 | Tedisamil | New
51123703 | Tedisamil sesquifumarate | New
51123704 | Bisaramil | New
51123705 | Indecainide | New
51123706 | Bunaftine | New
51123707 | Bunaftine citrate | New
51123708 | Bunaftine hydrochloride | New
51123709 | Berlafenone | New
51123800 | Antiarrythmic guanidines
51123801 | Meobentine sulfate | New
51123802 | Meobentine | New
51123900 | Antiarrythmic indoles
51123901 | Alprafenone | New
51123902 | Eproxindine | New
51123903 | Rilozarone | New
51123904 | Diprafenone | New
51123905 | Ubisindine | New
51123906 | Propafenone | New
51124000 | Antiarrythmic piperidines
51124001 | Benrixate | New
51124002 | Disobutamide | New
51124003 | Flecainide | New
51124004 | Pirmenol | New
51124005 | Flecainide acetate | New
51124006 | Pirmenol hydrochloride | New
51124007 | Flecainide monoacetate | New
51124008 | Lorcainide | New
51124009 | Lorcainide hydrochloride | New
51124100 | Antiarrythmic purines
51124101 | Adenosine | New
51124102 | Adenosine diphosphate | New
51124103 | Adenosine phosphate | New
51124104 | Adenosine triphosphate | New
51124200 | Antiarrythmic pyridines
51124201 | Barucainide | New
51124202 | Disopyramide | New
51124203 | Pyrinoline | New
51124300 | Antiarrythmic quinolines
51124301 | Quinacainol | New
51124302 | Quinidine | New
51124303 | Quinidine bisulfate | New
51124304 | Quinidine gluconate | New
51124305 | Quinidine hydrochloride | New
51124306 | Quinidine sulfate | New
51124400 | Antiarrythmic cardiac glycosides or cardenolides
51124401 | Acetyldigoxin | New
51124402 | Cymarin | New
51124403 | Digitoxin | New
51124404 | Digoxin | New
51124405 | Metildigoxin | New
51124500 | Antiarrythmic sulfur compounds
51124501 | Moracizine or moricizine | New
51124502 | Clamikalant | New
51124503 | Glimepiride | New
51130000 | Hematolic drugs
51130000 | Hematolic drugs
51131500 | Antianemic drugs
51131500 | Antianemic drugs
51131501 | Ferrous fumarate | Obsolete
51131502 | Ferrous gluconate | Obsolete
51131503 | Ferrous sulfate | Obsolete
51131504 | Magnesium pidolate
51131504 | Magnesium pidolate
51131505 | Oxymetholone | Obsolete
51131506 | Erythropoietin
51131506 | Erythropoietin
51131507 | Darbepoetin alfa
51131507 | Darbepoetin alfa
51131508 | Epoetin alfa
51131508 | Epoetin alfa
51131509 | Ferric ammonium citrate
51131509 | Ferric ammonium citrate
51131510 | Heme iron polypeptide
51131510 | Heme iron polypeptide
51131511 | Iron polysaccharide | Obsolete
51131512 | Ferric pyrophosphate | Obsolete
51131513 | Ferrous cacodylate | Obsolete
51131514 | Carbonyl iron
51131514 | Carbonyl iron
51131515 | Hematin or hemin
51131515 | Hemin or hematin
51131516 | Iron sucrose | Obsolete
51131517 | Folic acid | Obsolete
51131518 | Ferrous sulfate and folic acid | Obsolete
51131519 | Sodium ferric gluconate | New
51131520 | Plerixafor | New
51131521 | Sodium feredetate | New
51131522 | Iron polysaccharide | New
51131600 | Anticoagulants
51131601 | Aprotinin
51131602 | Heparin
51131602 | Heparin calcium
51131603 | Heparin sodium
51131604 | Warfarin
51131604 | Warfarin sodium
51131605 | Sodium citrate
51131605 | Sodium Citrate
51131606 | Sodium apolate
51131606 | Sodium apolate
51131607 | Enoxaparin
51131607 | Enoxaparin sodium
51131608 | Lepirudin
51131608 | Lepirudin
51131609 | Desirudin
51131609 | Desirudin
51131610 | Ardeparin
51131610 | Ardeparin sodium
51131611 | Dalteparin
51131611 | Dalteparin sodium
51131612 | Danaparoid sodium
51131613 | Dicoumarol or dicumarol
51131613 | Dicumarol
51131614 | Anisindione
51131614 | Anisindione
51131615 | Fondaparinux
51131615 | Fondaparinux sodium
51131616 | Tinzaparin sodium
51131617 | Anticoagulant citrate phosphate dextrose solution
51131617 | Anticoagulant citrate phosphate dextrose solution
51131618 | Beraprost
51131619 | Acenocoumarol
51131620 | Anagrelide hydrochloride
51131621 | Apixaban
51131622 | Aprosulate
51131623 | Beciparcil
51131624 | Dabigatran etexilate mesilate
51131625 | Bivalirudin
51131626 | Camonagrel
51131627 | Cangrelor
51131628 | Citric acid
51131629 | Clopidogrel
51131630 | Clorindione
51131631 | Dabigatran
51131632 | Diarbarone
51131633 | Diphacinone or diphenadione
51131634 | Ditazol or ditazole
51131635 | Ecraprost
51131636 | Efegatran
51131637 | Etabenzarone
51131638 | Ethyl biscoumacetate
51131639 | Fradafiban
51131640 | Gabexate
51131641 | Nadroparin
51131642 | Iloprost
51131643 | Indobufen
51131644 | Melagatran
51131645 | Moxicoumone
51131646 | Napsagatran
51131647 | Phenindione
51131648 | Phenprocoumon
51131649 | Prasugrel
51131650 | Rivaroxaban
51131651 | Sulmarin
51131652 | Sulotroban
51131653 | Ticlopidine
51131654 | Tioclomarol
51131655 | Tulopafant
51131656 | Vapiprost
51131657 | Ximelagatran
51131658 | Xylocoumarol
51131659 | Ancrod
51131660 | Danaparoid
51131661 | Drotrecogin alfa
51131662 | Parnaparin
51131663 | Dabigatran etexilate
51131700 | Thrombolytic drugs and platelet aggregation inhibitors
51131701 | Abciximab
51131701 | Abciximab
51131702 | Alteplase
51131703 | Streptokinase
51131703 | Streptokinase
51131704 | Urokinase
51131704 | Urokinase
51131705 | Dipyridamole
51131705 | Dipyridamole
51131706 | Argatroban
51131706 | Argatroban
51131707 | Bivalirudin
51131708 | Cilostazol
51131709 | Clopidogrel bisulfate
51131710 | Eptifibatide
51131710 | Eptifibatide
51131711 | Tenecteplase
51131711 | Tenecteplase
51131712 | Ticlopidine hydrochloride
51131713 | Tirofiban hydrochloride monohydrate
51131714 | Anistreplase
51131714 | Anistreplase
51131715 | Anagrelide hydrochloride
51131716 | Reteplase
51131716 | Reteplase
51131717 | Dacopafant
51131718 | Anagrelide
51131719 | Apafant
51131720 | Benzarone
51131721 | Bepafant
51131722 | Carafiban
51131723 | Cloricromen
51131724 | Midazogrel
51131725 | Epoprostenol or prostacyclin
51131726 | Gantofiban
51131727 | Ifetroban
51131728 | Iliparcil
51131729 | Lamifiban
51131730 | Lotrafiban
51131731 | Setipafant
51131732 | Modipafant
51131733 | Naroparcil
51131734 | Nicogrelate
51131735 | Nupafant
51131736 | Ozagrel
51131737 | Picotamide
51131738 | Rocepafant
51131739 | Taprostene
51131740 | Ticagrelor
51131741 | Trifenagrel
51131742 | Triflusal
51131743 | Anagrelide hydrochloride monohydrate
51131744 | Argatroban anhydrous
51131745 | Argatroban monohydrate
51131746 | Cloricromen hydrochloride
51131747 | Epoprostenol sodium
51131748 | Ifetroban sodium
51131749 | Lamifiban hydrochloride
51131750 | Lotrafiban hydrochloride
51131751 | Ozagrel hydrochloride
51131752 | Ozagrel hydrochloride hydrate
51131753 | Ozagrel sodium
51131754 | Taprostene sodium
51131800 | Coagulants and systemic hemostatic agents
51131801 | Fibrinogen
51131801 | Fibrinogen
51131802 | Antihemophilic factor or globulin
51131802 | Antihemophilic factors or globulins
51131803 | Thrombin
51131803 | Thrombin
51131804 | Oprelvekin
51131805 | Etamsylate or ethamsylate
51131805 | Ethamsylate
51131806 | Ferric subsulfate
51131806 | Ferric subsulfate
51131807 | Morrhuate sodium
51131808 | Aminocaproic acid
51131808 | Aminocaproic acid
51131809 | Calcium dobesilate
51131809 | Calcium dobesilate
51131810 | Hemostatic pad
51131811 | Tranexamic acid
51131811 | Tranexamic acid
51131812 | Romiplostim
51131813 | Aminomethylbenzoic acid
51131814 | Aprotinin
51131815 | Camostat
51131816 | Carbazochrome
51131817 | Eltrombopag
51131818 | Batroxobin
51131819 | Coagulation factor ix
51131820 | Coagulation factor vii
51131821 | Coagulation factor viii
51131822 | Coagulation factor xiv or protein c
51131823 | Moroctocog alfa
51131824 | Camostat mesilate or mesylate
51131825 | Carbazochrome salicylate
51131826 | Carbazochrome sodium sulfonate
51131827 | Eltrombopag olamine
51131900 | Blood plasma substitutes and extenders and expanders
51131901 | Poligeline or polygeline
51131901 | Poligeline
51131903 | Gelatin
51131904 | Human blood plasma
51131904 | Human blood plasma
51131905 | Dextran
51131906 | Pentastarch
51131906 | Pentastarch
51131907 | Human plasma protein fraction
51131907 | Human plasma protein fraction
51131908 | Hetastarch
51131908 | Hetastarch
51131909 | Albumin human
51131909 | Albumin human
51131910 | Polyvidone or Povidone
51131911 | Dextran
51132000 | Hemorrheologic agents
51132001 | Pentoxifylline
51132001 | Pentoxifylline
51132101 | Heparin/sodium chloride
51132102 | Aspirin/dipyridamole
51132201 | Acetaminophen/caffeine
51132202 | Acetaminophen/aluminum hydroxide/aspirin/caffeine/magnesium hydr
51132203 | Acetaminophen/aluminum hydroxide/aspirin/salicylamide
51132204 | Acetaminophen/aspirin
51132205 | Acetaminophen/aspirin/caffeine
51132206 | Acetaminophen/aspirin/caffeine/calcium gluconate
51132207 | Acetaminophen/aspirin/caffeine/salicylamide
51132208 | Acetaminophen/aspirin/calcium carbonate
51132209 | Acetaminophen/butalbital
51132210 | Acetaminophen/butalbital/caffeine
51132211 | Acetaminophen/pamabrom/pyrilamine
51132212 | Acetaminophen/caffeine/hyoscyamus
51132213 | Acetaminophen/caffeine/phenyltoloxamine/salicylamide
51132214 | Acetaminophen/caffeine/pyrilamine
51132215 | Acetaminophen/caffeine/salicylamide
51132216 | Acetaminophen/calcium carbonate
51132217 | Acetaminophen/calcium carbonate/magnesium carbonate/magnesium ox
51132218 | Acetaminophen/cinnamedrine/pamabrom
51132219 | Acetaminophen/pamabrom
51132220 | Acetaminophen/pamabrom/pyridoxine
51132221 | Aspirin/caffeine
51132222 | Acetaminophen/phenobarbital
51132223 | Acetaminophen/pyrilamine maleate
51132224 | Acetaminophen/salicylamide
51132225 | Acetaminophen/tramadol
51132226 | Aluminum hydroxide/aspirin/calcium carbonate/magnesium hydroxide
51132227 | Aluminum hydroxide/aspirin/magnesium hydroxide
51132228 | Aspirin/butalbital
51132229 | Aspirin/butalbital/caffeine
51132230 | Aspirin/butalbital/caffeine/phenacetin
51132231 | Aspirin/meprobamate
51132232 | Aspirin/caffeine/cinnamedrine
51132233 | Aspirin/caffeine/gelsemium/hyoscyamus
51132234 | Aspirin/caffeine/salicylamide
51132235 | Aspirin/calcium carbonate/magnesium carbonate/magnesium oxide
51132236 | Aspirin/dihydroxyaluminum aminoacetate
51132237 | Aspirin/dihydroxyaluminum aminoacetate/magnesium carbonate
51132238 | Aspirin/ethoheptazine/meprobamate
51132239 | Aspirin/magnesium carbonate
51132240 | Aspirin/magnesium oxide
51132241 | Caffeine/phenacetin/salicylamide/styramate
51132242 | Calcium/ergocalciferol/salicylamide
51132243 | Choline salicylate/magnesium salicylate
51132301 | Dextran 40/sodium chloride
51132302 | Dextran 70/dextrose
51132303 | Dextran 70/sodium chloride
51132304 | Dextran 75/sodium chloride
51132305 | Hetastarch/electrolytes
51132306 | Hetastarch/sodium chloride
51140000 | Central nervous system drugs
51141500 | Anticonvulsants
51141501 | Acetazolamide
51141501 | Acetazolamide
51141502 | Clonazepam
51141503 | Felbamate
51141503 | Felbamate
51141504 | Lamotrigine
51141504 | Lamotrigine
51141505 | Phenobarbital
51141506 | Phenobarbital sodium
51141507 | Phenytoin
51141507 | Phenytoin
51141508 | Ethosuximide
51141508 | Ethosuximide
51141509 | Vigabatrin
51141509 | Vigabatrin
51141510 | Barbexaclon
51141511 | Urbanyl
51141512 | Clobazam
51141513 | Carbamazepine
51141513 | Carbamazepine
51141514 | Zonisamide
51141514 | Zonisamide
51141515 | Ethotoin
51141515 | Ethotoin
51141516 | Fosphenytoin
51141516 | Fosphenytoin sodium
51141517 | Gabapentin
51141518 | Levetiracetam
51141518 | Levetiracetam
51141519 | Mephenytoin
51141519 | Mephenytoin
51141520 | Mephobarbital or methylphenobarbital
51141520 | Mephobarbital
51141521 | Mesuximide or methsuximide
51141521 | Methsuximide
51141522 | Oxcarbazepine
51141522 | Oxcarbazepine
51141523 | Paramethadione
51141523 | Paramethadione
51141524 | Phenacemide
51141524 | Phenacemide
51141525 | Phenytoin sodium
51141526 | Primidone
51141526 | Primidone
51141527 | Tiagabine hydrochloride
51141528 | Topiramate
51141528 | Topiramate
51141529 | Trimethadione
51141529 | Trimethadione
51141530 | Valproate sodium
51141531 | Valproic acid
51141531 | Valproic acid
51141532 | Acetazolamide sodium
51141533 | Divalproex
51141533 | Divalproex sodium
51141534 | Pregabalin
51141535 | Cabergoline
51141535 | Cabergoline
51141536 | Citalopram
51141537 | Clorazepate
51141538 | Donepezil
51141538 | Donepezil
51141539 | Duloxetine
51141541 | Memantine
51141542 | Midazolam
51141543 | Ziprasidone
51141544 | Decimemide
51141545 | Albutoin
51141546 | Ameltolide
51141547 | Aminobutyric acid
51141548 | Atolide
51141549 | Beclamide
51141550 | Carisbamate
51141551 | Ciprazafone
51141552 | Ethylphenacemide or pheneturide
51141553 | Denzimol
51141554 | Dinazafone
51141555 | Dulozafone
51141556 | Eslicarbazepine
51141557 | Eterobarb
51141558 | Ethadione
51141559 | Loreclezole
51141560 | Etiracetam
51141561 | Ezogabine or retigabine
51141562 | Ilepcimide
51141563 | Lacosamide
51141564 | Nonapyrimine
51141565 | Losigamone
51141566 | Epsom salt or magnesium sulfate
51141567 | Milacemide
51141568 | Morsuximide
51141569 | Nafimidone
51141570 | Riluzole
51141571 | Phensuximide
51141572 | Pivagabine
51141573 | Potassium bromide
51141574 | Progabide
51141575 | Ralitoline
51141576 | Valproate pivoxil
51141577 | Ropizine
51141578 | Rufinamide
51141579 | Stiripentol
51141580 | Sultiame
51141581 | Taltrimide
51141582 | Tiagabine
51141583 | Tolgabide
51141584 | Valpromide
51141585 | Vinpocetine
51141586 | Zoniclezole
51141587 | Acetazolamide sodium
51141588 | Cabergoline diphosphate
51141589 | Carbamazepine dihydrate
51141590 | Donepezil hydrochloride
51141591 | Donepezil oxalate
51141592 | Eslicarbazepine acetate
51141593 | Fosphenytoin sodium
51141594 | Milacemide hydrochloride
51141595 | Nafimidone hydrochloride
51141596 | Phenytoin sodium
51141597 | Tiagabine hydrochloride
51141598 | Zoniclezole hydrochloride
51141600 | Antidepressants
51141601 | Amitriptyline hydrochloride
51141602 | Doxepin hydrochloride
51141603 | Imipramine pamoate
51141604 | Mirtazapine
51141605 | Paroxetine hydrochloride
51141606 | Trazodone hydrochloride
51141607 | Fluvoxamine maleate
51141608 | Amitriptylinoxide
51141609 | Tranylcypromine sulphate
51141610 | Desipramine hydrochloride
51141611 | Trimipramine mesilate
51141612 | Sibutramine
51141613 | Carpipramine hydrochloride
51141614 | Clomipramine
51141615 | Trimipramine
51141616 | Clomipramine hydrochloride
51141617 | Citalopram hydrobromide
51141618 | Fluoxetine hydrochloride
51141619 | Sertraline hydrochloride
51141620 | St John's Wort
51141621 | Imipramine hydrochloride
51141622 | Isocarboxazid
51141623 | Maprotiline hydrochloride
51141624 | Nefazodone hydrochloride
51141625 | Nortriptyline hydrochloride
51141626 | Protriptyline hydrochloride
51141627 | Trimipramine maleate
51141628 | Nortriptyline
51141629 | Amoxapine
51141630 | Thyroid
51141631 | Bupropion hydrochloride
51141632 | Phenelzine sulfate
51141633 | Escitalopram oxalate
51141634 | Aripiprazole
51141635 | Duloxetine hydrochloride
51141636 | Venlafaxine hcl
51141637 | Mirtazepine
51141638 | Venlafaxine
51141639 | Desvenlafaxine
51141640 | Moclobemide
51141700 | Antipsychotic agents
51141701 | Phenothiazines
51141702 | Haloperidol
51141703 | Olanzapine
51141704 | Risperidone
51141705 | Nicergoline
51141706 | Citicoline
51141707 | Buspirone hydrochloride
51141708 | Chlordiazepoxide
51141709 | Fluphenazine
51141710 | Periciazine
51141711 | Levomepromazine
51141712 | Zotepine
51141713 | Pipotiazine palmitate
51141714 | Piracetam
51141715 | Clozapine
51141716 | Haloperidol decanoate
51141717 | Haloperidol lactate
51141718 | Loxapine hydrochloride
51141719 | Loxapine succinate
51141720 | Molindone hydrochloride
51141721 | Pimozide
51141722 | Quetiapine fumarate
51141723 | Thiothixenes
51141724 | Thiothixene hydrochloride
51141725 | Ziprasidone hydrochloride
51141726 | Triflupromazine hydrochloride
51141727 | Ziprasidone mesylate
51141728 | Droperidol
51141729 | Thioridazine hydrochloride
51141730 | Amisulpride
51141731 | Modafinil
51141732 | Chlorpromazine
51141800 | Hypnotics
51141801 | Pentobarbital
51141802 | Secobarbital sodium
51141803 | Chloral hydrate
51141804 | Estazolam
51141805 | Triazolam
51141806 | Butobarbitone
51141807 | Flunitrazepam
51141808 | Zolpidem tartrate
51141809 | Loprazolam mesilate
51141810 | Zopiclone
51141811 | Amobarbital sodium
51141812 | Dexmedetomidine hydrochloride
51141813 | Ethchlorvynol
51141814 | Flurazepam hydrochloride
51141815 | Glutethimide
51141816 | Paraldehyde
51141817 | Quazepam
51141818 | Tryptophan
51141819 | Zaleplon
51141820 | Pentobarbital sodium
51141821 | Doxylamine succinate
51141822 | Butabarbital
51141823 | Eszopiclone
51141900 | Tranquilizers and antimanic and antianxiety drugs
51141903 | Lithium carbonate
51141904 | Lithium citrate
51141907 | Sulpiride
51141908 | Tiapride
51141910 | Bromazepam
51141911 | Tofisopam
51141912 | Chlordiazepoxide hydrochloride
51141913 | Chlormezanone
51141914 | Clorazepate dipotassium
51141915 | Halazepam
51141916 | Lorazepam
51141917 | Oxazepam
51141918 | Meprobamate
51141919 | Alprazolam
51141920 | Diazepam
51141921 | Midazolam hydrochloride
51141922 | Temazepam
51142000 | Non narcotic analgesics and antipyretics
51142001 | Acetaminophen
51142002 | Acetylsalicylic acid
51142003 | Mesalamine
51142004 | Meprobromate
51142005 | Methyl butetisalicylate
51142005 | Methyl butetisalicylate
51142006 | Oxaceprol
51142009 | Metamizol or metamizole
51142009 | Metamizol sodium
51142010 | Acetanilide
51142011 | Magnesium salicylate
51142012 | Mefenamic acid
51142013 | Salicylamide
51142014 | Sodium thiosalicylate
51142014 | Sodium thiosalicylate
51142015 | Triethanolamine salicylate
51142016 | Antipyrine and benzocaine solution
51142017 | Salsalate or salicylsalicylic acid
51142018 | Dehydrated alcohol injection
51142018 | Dehydrated alcohol injection
51142019 | Filantor or filenadol
51142020 | Acetaminosalol
51142021 | Bicifadine
51142022 | Dibupyrone
51142023 | Dixyrazine
51142024 | Dronabinol
51142025 | Ethoheptazine
51142026 | Flucarbril
51142027 | Flupirtine
51142028 | Phenacetin or phenacetinum
51142029 | Phenicarbazide
51142030 | Phenyl salicylate or salol
51142031 | Pidolacetamol
51142032 | Prednazate
51142033 | Propacetamol
51142034 | Xylazine
51142035 | Ziconotide
51142036 | Nicoboxil
51142037 | Bucetin
51142038 | Bicifadine hydrochloride
51142039 | Ethoheptazine citrate
51142040 | Ethoheptazine hydrochloride
51142041 | Flupirtine gluconate
51142042 | Flupirtine maleate
51142043 | Propacetamol hydrochloride
51142044 | Xylazine hydrochloride
51142045 | Ziconotide acetate
51142100 | Nonsteroidal anti inflammatory drugs NSAIDs
51142101 | Auranofin
51142102 | Carpofen
51142103 | Diclofenac potassium
51142104 | Diclofenac sodium
51142105 | Flurbiprofen
51142106 | Ibuprofen
51142107 | Indomethacin
51142108 | Ketoprofen
51142109 | Naproxen
51142110 | Naproxen sodium
51142111 | Oxaprozin
51142112 | Sulindac
51142113 | Suprofen
51142114 | Benzydamine hydrochloride
51142116 | Diethylamine salicylate
51142117 | Diclofenac diethylamine
51142118 | Nimesulide
51142119 | Benorilate
51142120 | Serrapeptase
51142121 | Diclofenac
51142122 | Sodium aurothiomalate
51142123 | Ketorolac trometamol
51142124 | Etodolac
51142125 | Etofenamate
51142126 | Floctafenine
51142127 | Emorfazone
51142128 | Piroxicam
51142129 | Tiaprofenic acid
51142130 | Leflunomide
51142131 | Celecoxib
51142132 | Aurothioglucose
51142133 | Bromfenac sodium
51142134 | Choline salicylate
51142135 | Fenoprofen calcium
51142136 | Flurbiprofen sodium
51142137 | Indomethacin sodium trihydrate
51142138 | Ketorolac tromethamine
51142139 | Meclofenamate sodium
51142140 | Meloxicam
51142141 | Nabumetone
51142142 | Rofecoxib
51142143 | Tolmetin sodium
51142144 | Valdecoxib
51142145 | Adalimumab
51142146 | Diflunisal
51142147 | Anakinra
51142148 | Sodium hyaluronate
51142149 | Glucosamine
51142150 | Acamprosate calcium
51142151 | Aceclofenac
51142152 | Deracoxib
51142153 | Etoricoxib
51142154 | Lumiracoxib
51142155 | Lysine clonixinate
51142200 | Narcotic analgesics
51142201 | Butorphanol tartrate
51142202 | Codeine phosphate
51142203 | Codeine sulfate
51142205 | Meperidine hydrochloride
51142206 | Morphine sulfate
51142207 | Oxycodone
51142208 | Sufentanil citrate
51142209 | Nefopam hydrochloride
51142210 | Ethylmorphine hydrochloride
51142211 | Hydrocodone
51142212 | Dihydrocodeine resinate
51142213 | Propoxyphene napsylate
51142214 | Alfentanil hydrochloride
51142215 | Buprenorphine hydrochloride
51142216 | Dezocine
51142217 | Dihydrocodeine tartrate
51142218 | Dihydrocodeine
51142219 | Fentanyl
51142220 | Fentanyl citrate
51142221 | Hydrocodone bitartrate
51142222 | Hydromorphone hydrochloride
51142223 | Hydrocodone polistirex
51142224 | Levomethadyl acetate hydrochloride
51142225 | Levorphanol tartrate
51142226 | Methadone hydrochloride
51142227 | Oxycodone hydrochloride
51142228 | Oxymorphone hydrochloride
51142229 | Pentazocine hydrochloride
51142230 | Pentazocine lactate
51142231 | Propoxyphene hydrochloride
51142232 | Remifentanil hydrochloride
51142233 | Codeine
51142234 | Dihydrocodeine bitartrate
51142235 | Tramadol hydrochloride
51142236 | Opium
51142237 | Dextropropoxyphene
51142300 | Narcotic antagonists
51142301 | Nalmefene
51142301 | Nalmefene hydrochloride
51142302 | Naloxone
51142302 | Naloxone hydrochloride
51142303 | Naltrexone
51142303 | Naltrexone
51142304 | Nalbuphine hydrochloride
51142305 | Roxatidine
51142306 | Atipamezole hydrochloride
51142307 | Levallorphan
51142308 | Nalorphine
51142309 | Levallorphan tartrate
51142310 | Nalmefene hydrochloride
51142311 | Nalmefene hydrochloride dihydrate
51142312 | Nalorphine bromide
51142313 | Nalorphine hydrobromide
51142314 | Nalorphine hydrochloride
51142315 | Naloxone hydrochloride
51142316 | Naloxone hydrochloride dihydrate
51142317 | Naltrexone hydrochloride
51142318 | Naltrexone methobromide
51142400 | Drugs used for vascular and migraine headaches
51142401 | Methysergide
51142401 | Methysergide maleate
51142402 | Sumatriptan succinate
51142403 | Ergotamine tartrate
51142404 | Dihydroergotamine
51142404 | Dihydroergotamine
51142405 | Combination acetaminophen acetylsalicylic acid
51142405 | Combination acetaminophen acetylsalicylic acid
51142406 | Almotriptan malate
51142407 | Dihydroergotamine mesylate
51142408 | Frovatriptan
51142408 | Frovatriptan succinate
51142409 | Isometheptene
51142410 | Naratriptan hydrochloride
51142411 | Rizatriptan
51142411 | Rizatriptan benzoate
51142412 | Eletriptan
51142412 | Eletriptan hydrobromide
51142413 | Zolmitriptan
51142413 | Zolmitriptan
51142414 | Sumatriptan
51142414 | Sumatriptan
51142415 | Combination acetaminophen butalbital
51142415 | Combination acetaminophen butalbital
51142416 | Iprazochrome
51142417 | Almotriptan
51142418 | Donitriptan
51142419 | Dotarizine
51142420 | Ergotamine
51142421 | Naratriptan
51142422 | Oxetorone
51142423 | Almotriptan malate
51142424 | Dihydroergotamine mesilate or mesylate
51142425 | Dihydroergotamine methanesulfonate
51142426 | Donitriptan hydrochloride
51142427 | Eletriptan hydrobromide
51142428 | Ergotamine tartrate
51142429 | Frovatriptan succinate
51142430 | Frovatriptan succinate hydrate
51142431 | Methysergide maleate
51142432 | Naratriptan hydrochloride
51142433 | Rizatriptan benzoate
51142434 | Rizatriptan sulfate
51142435 | Sumatriptan succinate
51142500 | Antiparkinson drugs
51142501 | Bromocriptine
51142501 | Bromocriptine mesylate
51142502 | Carbidopa
51142502 | Carbidopa
51142503 | Levodopa
51142503 | Levodopa
51142504 | Selegiline
51142504 | Selegiline hydrochloride
51142505 | Biperiden
51142506 | Biperiden hydrochloride
51142507 | Pergolide
51142507 | Pergolide mesylate
51142508 | Pramipexole
51142508 | Pramipexole dihydrochloride
51142509 | Ropinirole
51142509 | Ropinirole hydrochloride
51142510 | Tolcapone
51142511 | Entacapone
51142511 | Entacapone
51142512 | Tropacine
51142512 | Tropacine
51142513 | Rasagiline
51142513 | Rasagiline
51142514 | Levodopa and carbidopa
51142515 | Adrogolide
51142516 | Tolcapone
51142517 | Amantadine
51142518 | Apomorphine or apomorphinum
51142519 | Brasofensine
51142520 | Budipine
51142521 | Ciladopa
51142522 | Dihydroergocryptine
51142523 | Diprobutine
51142524 | Doreptide
51142525 | Droxidopa
51142526 | Ethopropazine or profenamine
51142527 | Etilevodopa
51142528 | Ifenprodil
51142529 | Lazabemide
51142530 | Lisuride
51142531 | Mazaticol
51142532 | Melevodopa
51142533 | Memantine
51142534 | Mofegiline
51142535 | Phenglutarimide
51142536 | Piribedil
51142537 | Piroheptine
51142538 | Rotigotine
51142539 | Adrogolide hydrochloride
51142540 | Amantadine hydrochloride
51142541 | Amantadine sulfate
51142542 | Apomorphine diacetate
51142543 | Apomorphine hydrochloride
51142544 | Apomorphine hydrochloride anhydrous
51142545 | Brasofensine maleate
51142546 | Bromocriptine mesilate or mesylate
51142547 | Bromocriptine methanesulfonate
51142548 | Budipine hydrochloride
51142549 | Carbidopa anhydrous
51142550 | Ciladopa hydrochloride
51142551 | Ifenprodil tartrate
51142552 | Lazabemide hydrochloride
51142553 | Lazabemide monohydrochloride
51142554 | Lisuride maleate
51142555 | Mazaticol hydrochloride
51142556 | Melevodopa hydrochloride
51142557 | Memantine hydrochloride
51142558 | Mofegiline hydrochloride
51142559 | Pergolide mesilate or mesylate
51142560 | Phenglutarimide hydrochloride
51142561 | Piribedil mesilate or mesylate
51142562 | Piribedil monomethanesulfonate
51142563 | Piroheptine hydrochloride
51142564 | Pramipexole dihydrochloride
51142565 | Pramipexole dihydrochloride monohydrate
51142566 | Pramipexole hydrochloride hydrate
51142567 | Profenamine hydrochloride
51142568 | Rasagiline mesilate or mesylate
51142569 | Rasagiline methanesulfonate
51142570 | Ropinirole hydrochloride
51142571 | Rotigotine hydrochloride
51142572 | Selegiline hydrochloride
51142573 | Tropatepine
51142600 | Stimulants and anorexiants
51142601 | Amphetamine sulfate
51142602 | Fenfluramine
51142603 | Mazindol
51142604 | Pemoline
51142605 | Phendimetrazine tartrate
51142606 | Pipradrol hydrochloride
51142607 | Fenproporex
51142608 | Trimethylxanthine
51142609 | Amfepramone hydrochloride
51142610 | Caffeine
51142611 | Amfepramone or dexfenfluramine or diethylcathinone or diethylpropion
51142611 | Dexfenfluramine hydrochloride
51142612 | Diethylpropion hydrochloride
51142613 | Fenfluramine hydrochloride
51142614 | Benzphetamine hydrochloride
51142615 | Phentermine hydrochloride
51142616 | Phentermine resin
51142617 | Sibutramine hydrochloride monohydrate
51142618 | Methylphenidate hydrochloride
51142619 | Ammonia aromatic spirit
51142642 | Flurothyl
51142643 | Fenethylline or fenetylline or phenethylline
51142650 | Orlistat
51142658 | Oxiracetam
51142700 | Veterinary nonsteroidal anti inflammatory drugs VNSAIDs
51142701 | Phenylbutazone
51142702 | Meclofenamic acid
51142800 | Anti amyotrophic lateral sclerosis ALS drugs
51142801 | Riluzole
51142900 | Anaesthetic drugs and related adjuncts and analeptics
51142901 | Chloroform
51142902 | Eutectic mixture of local anesthetics EMLA
51142903 | Ropivacaine
51142904 | Lidocaine
51142905 | Bupivacaine
51142906 | Amethocaine hydrochloride
51142907 | Oxybuprocaine
51142908 | Lignocaine
51142909 | Benzocaine
51142910 | Prilocaine
51142911 | Quinisocaine hydrochloride
51142912 | Dibucaine
51142913 | Halothane
51142914 | Amylocaine hydrochloride
51142915 | Septocaine
51142916 | Hyaluronidase
51142917 | Mepivacaine
51142918 | Articaine
51142919 | Isoflurane
51142920 | Procaine
51142921 | Thiopental sodium
51142922 | Benoxinate hydrochloride
51142923 | Butamben
51142924 | Chlorobutanol
51142925 | Chloroprocaine hydrochloride
51142926 | Cocaine hydrochloride
51142927 | Desflurane
51142928 | Dyclonine hydrochloride
51142929 | Enflurane
51142930 | Ether
51142931 | Ethyl chloride
51142932 | Etidocaine hydrochloride
51142933 | Etomidate
51142934 | Ketamine hydrochloride
51142935 | Levobupivacaine hydrochloride
51142936 | Levonordefrin
51142937 | Lidocaine hydrochloride
51142938 | Methohexital sodium
51142939 | Pramoxine hydrochloride
51142940 | Proparacaine hydrochloride
51142941 | Propofol
51142942 | Sevoflurane
51142943 | Tetracaine
51142944 | Tetracaine hydrochloride
51142945 | Doxapram hydrochloride
51142946 | Methoxyflurane
51142947 | Cinchocaine hydrochloride
51142948 | Dichlorotetrafluoroethane
51143001 | Imuracetam
51143002 | Aceglutamide
51143003 | Aloracetam
51143004 | Amifampridine
51143005 | Brivaracetam
51143006 | Choline alfoscerate
51143007 | Coluracetam
51143008 | Dimiracetam
51143009 | Dalfampridine or fampridine
51143010 | Fasoracetam
51143011 | Vinconate
51143012 | Leteprinim
51143013 | Centrophenoxine or meclofenoxate
51143014 | Molracetam
51143015 | Nebracetam
51143016 | Nefiracetam
51143017 | Nicoracetam
51143018 | Rolziracetam
51143019 | Sulbutiamine
51143020 | Aceglutamide aluminium
51143021 | Aceglutamide aluminum
51143022 | Leteprinim potassium
51143023 | Vinconate hydrochloride
51143101 | Salicylic acid
51143102 | Aloxiprin or aluminium acetylsalicylate
51143103 | Acetylsalicylic acid or Aspirin
51143104 | Bismuth subsalicylate
51143105 | Diflunisal
51143107 | Salicin
51143108 | Salicylamide
51143109 | Sodium salicylate
51143110 | Triethanolamine salicylate
51143111 | Salicylamide sodium
51143201 | Disulfiram
51143202 | Nicotine
51143203 | Varenicline
51143204 | Acamprosate
51143205 | Altinicline
51143206 | Calcium carbimide
51143207 | Lobeline
51143208 | Silver acetate
51143209 | Acamprosate calcium
51143210 | Altinicline maleate
51143211 | Lobeline hydrochloride
51143212 | Lobeline sulfate
51143213 | Lobeline sulphate
51143214 | Nicotine bitartrate
51143215 | Nicotine dihydrochloride
51143216 | Nicotine hydrochloride
51143217 | Nicotine hydrogen tartrate
51143218 | Nicotine polacrilex
51143219 | Nicotine salicylate
51143220 | Nicotine sulfate
51143221 | Nicotine tartrate
51143222 | Varenicline tartrate
51143301 | Phenobarbital/phenytoin
51143401 | Acetaminophen/caffeine/isometheptene
51143402 | Acetaminophen/dichloralphenazone/isometheptene
51143403 | Belladonna/caffeine/ergotamine/pentobarbital
51143404 | Belladonna/caffeine/ergotamine/phenobarbital
51143405 | Belladonna/ergotamine/phenobarbital
51143406 | Caffeine/ergotamine
51143407 | Ergotamine/hyoscyamine/phenobarbital
51143408 | Naproxen/sumatriptan
51143501 | Carbidopa/entacapone/levodopa
51143502 | Carbidopa/levodopa
51143601 | Dimenhydrinate/niacin
51143602 | Niacin/pheniramine
51143701 | Liver/phenobarbital
51143702 | Acetaminophen/diphenhydramine
51143703 | Amitriptyline/chlordiazepoxide
51143704 | Amitriptyline/perphenazine
51143705 | Benactyzine/meprobamate
51143706 | Calcium gluconate/niacinamide/phenobarbital
51143707 | Camphor/hyoscyamus/passion flower/phenobarbital/valerian
51143708 | Dextromethorphan/quinidine
51143709 | Diphenhydramine/ibuprofen
51143710 | Fluoxetine/olanzapine
51143711 | Niacin/niacinamide/phenobarbital
51143712 | Niacin/pentylenetetrazol
51143801 | Amphetamine/dextroamphetamine
51143802 | Caffeine/sodium benzoate
51143901 | Cathine hydrochloride
51143902 | Cathine or norpseudoephedrine
51143903 | Deanol
51143904 | Deanol aceglumate
51143905 | Hexacyclonate
51143906 | Indanorex
51143907 | Mazindol
51143908 | Pyridoxine disulfide or pyrithioxine or pyritinol
51144001 | Acridorex
51144002 | Alfetamine
51144003 | Azalanstat
51144004 | Azalanstat dihydrochloride
51144005 | Clominorex
51144006 | Dexmethylphenidate
51144007 | Dexmethylphenidate hydrochloride
51144008 | Fencamfamin hydrochloride
51144009 | Fencamfamin or fencamfamine
51144010 | Fenfluramine
51144011 | Fenfluramine hydrochloride
51144012 | Fenisorex
51144013 | Fluminorex
51144014 | Methylphenidate
51144015 | Methylphenidate hydrochloride
51144016 | Morforex
51144017 | Tiflorex
51144101 | Amfecloral or amphecloral
51144102 | Amfepentorex
51144103 | Amfetamine or amphetamine
51144104 | Amphetamine adipate
51144105 | Amfepramone hydrochloride
51144106 | Amfetaminil or amphetaminil
51144107 | Amphetamine aspartate
51144108 | Amphetamine hydrochloride
51144109 | Amphetamine phosphate
51144110 | Amphetamine sulfate
51144111 | Benzphetamine
51144112 | Chlorphentermine
51144113 | Clobenzorex
51144114 | Clortermine
51144115 | Dextroamphetamine
51144116 | Dimethylamphetamine or dimetamfetamine or n,n-dimethylamphetamine
51144117 | Etilamfetamine or ethylamphetamine or n-ethylamphetamine
51144118 | Amphetamine tartrate
51144119 | Etolorex
51144120 | Fenproporex
51144121 | Formetorex
51144122 | Furfenorex
51144123 | Levamfetamine
51144124 | Lisdexamfetamine
51144125 | Mefenorex
51144126 | Levamfetamine succinate
51144127 | Lisdexamfetamine dimesylate
51144128 | Metamfetamine or methamphetamine
51144129 | Lisdexamfetamine mesilate or mesylate
51144130 | Phentermine
51144131 | Dexamfetamine
51144201 | Aminorex
51144202 | Fenozolone
51144203 | Nizofenone
51144204 | Pemoline
51144301 | Phendimetrazine
51144302 | Phendimetrazine bitartrate
51144303 | Phendimetrazine tartrate
51144304 | Phenmetrazine
51144401 | Fipexide
51144402 | Pipradrol
51144403 | Rimonabant
51144501 | Pramiracetam hydrochloride
51144502 | Pramiracetam sulfate
51144503 | Prolintane hydrochloride
51144504 | Pyrovalerone hydrochloride
51144601 | Caffeine or trimethylxanthine
51144602 | Diethylpropion hydrochloride
51144603 | Propentofylline
51144701 | Flucetorex
51144702 | Nikethamide
51144801 | Etamivan or ethamivan
51144901 | Fenbutrazate
51145001 | Linopirdine
51145101 | Mesocarb
51145201 | Difemetorex
51145202 | Levofacetoperane or levophacetoperane
51145301 | Aniracetam
51145302 | Pramiracetam
51145303 | Prolintane
51145304 | Pyrovalerone
51145305 | Picilorex
51150000 | Autonomic nervous system drugs
51151500 | Cholinergic drugs and cholinesterase inhibitors
51151501 | Bethanechol
51151501 | Bethanechol chloride
51151502 | Edrophonium chloride
51151503 | Physostigmine salicylate
51151504 | Pilocarpine
51151504 | Pilocarpine nitrate
51151505 | Tropatepine hydrochlorate
51151505 | Tropatepine hydrochlorate
51151506 | Esterase inhibitor
51151506 | Esterase inhibitor
51151507 | Ambenonium
51151507 | Ambenonium chloride
51151508 | Dexpanthenol
51151509 | Donepezil hydrochloride
51151510 | Galantamine
51151510 | Galantamine hydrobromide
51151511 | Mepenzolate bromide
51151512 | Neostigmine
51151512 | Neostigmine methylsulfate
51151513 | Neostigmine bromide
51151514 | Pyridostigmine
51151514 | Pyridostigmine bromide
51151515 | Rivastigmine tartrate
51151516 | Tacrine
51151516 | Tacrine hydrlochloride
51151517 | Cevimeline
51151517 | Cevimeline hydrchloride
51151518 | Lecithin or phosphatidylcholine
51151519 | Acetylcholine
51151520 | Aclatonium napadisilate
51151521 | Benzpyrinium
51151522 | Hexafluorenium or hexafluronium
51151523 | Distigmine
51151524 | Diisopropyl fluorophosphate or dyflos or fluostigmine or isoflurophate
51151525 | Furtrethonium iodide
51151526 | Zanapezil
51151527 | Metrifonate or trichlorfon
51151528 | Quilostigmine
51151529 | Rivastigmine
51151530 | Telenzepine
51151531 | Zifrosilone
51151532 | Aceclidine
51151533 | Aceclidine hydrochloride
51151534 | Aceclidine salicylate
51151535 | Acetylcholine chloride
51151536 | Ambenonium chloride
51151537 | Benzpyrinium bromide
51151538 | Cevimeline hydrochloride
51151539 | Cevimeline hydrochloride hemihydrate
51151540 | Distigmine bromide
51151541 | Galantamine hydrobromide
51151542 | Hexafluronium bromide
51151543 | Neostigmine bromide
51151544 | Pilocarpine hydrochloride
51151545 | Pilocarpine monohydrochloride
51151546 | Pilocarpine mononitrate
51151547 | Pilocarpine nitrate
51151548 | Pyridostigmine bromide
51151549 | Rivastigmine hydrogen tartrate
51151550 | Rivastigmine hydrogentartrate
51151551 | Tacrine hydrochloride
51151552 | Ipidacrine
51151600 | Cholinergic blocking agents
51151601 | Atropine sulfate
51151602 | Benztropine or benzatropine
51151602 | Benztropine mesylate
51151603 | Procyclidine
51151603 | Procyclidine hydrochloride
51151604 | Trihexyphenidyl
51151604 | Trihexyphenidyl hydrochloride
51151605 | Cyclopentolate hydrochloride
51151606 | Tropicamide
51151606 | Tropicamide
51151607 | Clidinium
51151607 | Clidinium bromide
51151608 | Dicyclomine or dicycloverine
51151608 | Dicyclomine hydrochloride
51151609 | Propantheline
51151609 | Propantheline bromide
51151610 | Belladonna alkaloids
51151611 | Glycopyrrolate
51151611 | Glycopyrrolate
51151612 | Hyoscyamine
51151612 | Hyoscyamine sulfate
51151613 | Scopolamine hydrobromide
51151614 | Homatropine hydrobromide
51151614 | Homatropine hydrobromide
51151615 | Caramiphen
51151616 | Atropine
51151616 | Atropine
51151617 | Biperiden
51151618 | Ambutonium
51151619 | Anisotropine
51151620 | Benactyzine
51151621 | Benzilone or benzilonium
51151622 | Bevonium
51151623 | Bornaprine
51151624 | Butinoline
51151625 | Butylscopolamine
51151626 | Camylofin
51151627 | Chlorbenzoxamine
51151628 | Cimetropium
51151629 | Cycrimine
51151630 | Deptropine or dibenzheptropine
51151631 | Dexetimide
51151632 | Difemerine
51151633 | Dihexyverine
51151634 | Diphemanil
51151635 | Gallamine
51151636 | Edrophonium chloride
51151637 | Elantrine
51151638 | Emepronium
51151639 | Ethybenztropin or ethybenztropine or tropethydrylin
51151640 | Fenpiverinium
51151641 | Fentonium
51151642 | Flavoxate
51151643 | Hexocyclium
51151644 | Homatropine
51151645 | Isopropamide
51151646 | Methylatropine
51151647 | Leiopyrrole
51151648 | Mebeverine
51151649 | Mepenzolate
51151650 | Methantheline
51151651 | Methixene or metixene
51151652 | Methscopolamine or methylscopolamine
51151653 | Prifinium
51151654 | Obidoxime
51151655 | Otenzepad
51151656 | Otilonium
51151657 | Oxybutynin
51151658 | Oxyphenonium
51151659 | Pipenzolate
51151660 | Piperidolate
51151661 | Solifenacin
51151662 | Tiemonium
51151663 | Tifenamil
51151664 | Timepidium
51151665 | Zamifenacin
51151666 | Tolterodine
51151667 | Tridihexethyl
51151668 | Trimebutine
51151669 | Trospium chloride
51151670 | Tuamine or tuaminoheptane
51151671 | Vamicamide
51151672 | Tiemonium iodide
51151673 | Cimetropium bromide
51151700 | Sympathomimetic or adrenergic drugs
51151701 | Albuterol
51151702 | Brimonidine tartrate
51151703 | Epinephrine
51151704 | Epinephrine borate
51151705 | Epinephrine hydrochloride
51151706 | Isoproterenol
51151707 | Isoproterenol sulfate
51151708 | Levarterenol bitartrate
51151709 | Phenylpropanolamine hydrochloride
51151710 | Phenylephrine hydrochloride
51151711 | Terbutaline sulfate
51151712 | Arbutamine hydrochloride
51151713 | Cinnamedrine hydrochloride
51151714 | D amphetamine sulfate
51151715 | Ephedrine sulfate
51151716 | Isoproterenol hydrochloride
51151717 | Mephentermine sulfate
51151718 | Metaraminol bitartrate
51151719 | Pseudoephedrine
51151720 | Salmeterol xinafoate
51151721 | Midodrine hydrochloride
51151722 | Levalbuterol hydrochloride
51151723 | Tetrahydrozoline hydrochloride
51151724 | Naphazoline hydrochloride
51151725 | Dipivefrin
51151726 | Phenylpropanolamine
51151727 | Norepinephrine bitartrate
51151728 | Hydroxyamphetamine hydrobromide
51151729 | Methamphetamine hydrochloride
51151730 | Epinephrine bitartrate
51151731 | Metaproterenol sulfate
51151732 | Dobutamine hydrochloride
51151733 | Dipivefrin hydrochloride
51151734 | Albuterol sulfate
51151735 | Amphetamine aspartate
51151736 | Isoetharine mesylate
51151737 | Dopamine hydrochloride
51151738 | Formoterol fumarate
51151739 | Methoxamine hydrochloride
51151740 | Isoetharine hydrochloride
51151741 | Ephedrine
51151742 | Phenylephrine
51151743 | Pseudoephedrine hydrochloride
51151744 | Ephedrine hydrochloride
51151745 | Pseudoephedrine tannate
51151746 | Pseudoephedrine sulfate
51151747 | Racepinephrine hydrochloride
51151748 | Naphazoline
51151749 | Destroamphetamine
51151750 | Arformoterol
51151800 | Adrenergic blocking agents
51151801 | Atenolol
51151802 | Esmolol hydrochloride
51151803 | Nadolol
51151804 | Pindolol
51151805 | Timolol maleate
51151810 | Phentolamine mesylate
51151811 | Yohimbine hydrochloride
51151812 | Propranolol hydrochloride
51151813 | Acebutolol
51151814 | Betaxolol hydrochloride
51151815 | Tolazoline hydrochloride
51151816 | Prazosin hydrochloride
51151817 | Tamsulosin hydrochloride
51151818 | Carteolol hydrochloride
51151819 | Terazosin hydrochloride
51151820 | Phenoxybenzamine hydrochloride
51151821 | Penbutolol sulfate
51151822 | Metoprolol succinate
51151823 | Labetalol hydrochloride
51151824 | Doxazosin mesylate
51151825 | Dapiprazole hydrochloride
51151900 | Centrally acting skeletal muscle relaxants
51151901 | Baclofen
51151902 | Chlorzoxazone
51151902 | Chlorzoxazone
51151903 | Dantrolene sodium
51151904 | Methocarbamol
51151904 | Methocarbamol
51151905 | Carisoprodol
51151905 | Carisoprodol
51151906 | Isoxsuprine
51151907 | Ritodrine hydrochloride
51151908 | Orphenadrine citrate
51151910 | Nonivamide
51151911 | Suxamethonium
51151912 | Thiocolchicoside
51151912 | Thiocolchicoside
51151913 | Chlorphenesin carbamate
51151914 | Cyclobenzaprine hydrochloride
51151915 | Metaxalone
51151916 | Succinylcholine chloride
51151917 | Tizanidine hydrochloride
51151918 | Alfuzosin
51151919 | Propiverine HCl
51151920 | Tolterodine
51151921 | Phenprobamate
51151922 | Styramate
51152000 | Neuromuscular blocking agents
51152001 | Atracurium
51152001 | Atracurium besylate
51152002 | Mivacurium chyloride
51152003 | Rocuronium
51152003 | Rocuronium bromide
51152004 | Vecuronium
51152004 | Vecuronium bromide
51152005 | Botulinum toxin
51152005 | Botulinum toxin
51152006 | Cisatracurium
51152006 | Cisatracurium besylate
51152007 | Doxacurium
51152007 | Doxacurium chloride
51152008 | Dimethyltubocurarine or metocurine
51152008 | Metocurine iodide
51152009 | Pancuronium
51152009 | Pancuronium bromide
51152010 | Rapacuronium
51152010 | Rapacuronium bromide
51152011 | Tubocurarine
51152011 | Tubocurarine chloride
51152012 | Pipecuronium
51152012 | Pipecuronium bromide
51152013 | Cinflumide
51152014 | Abobotulinumtoxina
51152015 | Afloqualone
51152016 | Alcuronium
51152017 | Baclofen
51152018 | Butamisole
51152019 | Butamisole hydrochloride
51152020 | Tubocurarine or d-tubocurarine or DTC
51152021 | Clodanolene
51152022 | Cyclobenzaprine
51152023 | Dantrolene
51152024 | Dantrolene sodium
51152025 | Decamethonium
51152026 | Denpidazone
51152027 | Idrocilamide
51152028 | Dotefonium
51152029 | Fazadinium bromide
51152030 | Fenyramidol or phenyramidol
51152031 | Fenyripol
51152032 | Hexcarbacholine
51152033 | Inaperisone
51152034 | Lanperisone
51152035 | Mephenesin
51152036 | Mephenesin nicotinate
51152037 | Mephenoxalone
51152038 | Mivacurium chyloride
51152039 | Nelezaprine
51152040 | Stercuronium
51152041 | Orphenadrine
51152042 | Oxydipentonium
51152043 | Promoxolane
51152044 | Silperisone
51152046 | Succinylcholine or suxamethonium or suxamethonium chloride
51152047 | Suxethonium
51152048 | Tolperisone
51152049 | Alcuronium chloride
51152050 | Baclofen hydrochloride
51152051 | Cisatracurium besilate
51152052 | Cyclobenzaprine hydrochloride
51152053 | Dantrolene sodium anhydrous
51152054 | Decamethonium bromide
51152055 | Dotefonium bromide
51152056 | Doxacurium chloride
51152057 | Fenyramidol hydrochloride
51152058 | Fenyripol hydrochloride
51152059 | Hexcarbacholine bromide
51152060 | Inaperisone hydrochloride
51152061 | Lanperisone hydrochloride
51152062 | Mephenesin carbamate
51152063 | Nelezaprine maleate
51152064 | Orphenadrine citrate
51152065 | Orphenadrine hydrochloride
51152066 | Oxydipentonium chloride
51152067 | Pancuronium bromide
51152068 | Pipecuronium bromide
51152069 | Rapacuronium bromide
51152070 | Rocuronium bromide
51152071 | Stercuronium iodide
51152072 | Suxethonium chloride
51152073 | Tolperisone hydrochloride
51152074 | Tubocurarine chloride
51152075 | Vecuronium bromide
51152076 | Mivacurium chloride
51152101 | Chlordiazepoxide/methscopolamine
51152102 | Atropine/hyoscyamine/phenobarbital
51152103 | Atropine/hyoscyamine/phenobarbital/scopolamine
51152104 | Atropine/hyoscyamine/scopolamine/simethicone
51152105 | Atropine/phenobarbital
51152106 | Atropine/phenobarbital/scopolamine
51152107 | Belladonna/butabarbital
51152108 | Belladonna/charcoal
51152109 | Belladonna/phenobarbital
51152110 | Chlordiazepoxide/clidinium
51152111 | Dicyclomine/phenobarbital
51152112 | Hydroxyzine/oxyphencyclimine
51152113 | Hyoscyamine/passion flower/phenobarbital/scopolamine
51152114 | Hyoscyamine/phenobarbital
51152115 | Hyoscyamus/passion flower/phenobarbital/valerian
51152116 | Hyoscyamus/phenobarbital
51152117 | Meprobamate/tridihexethyl
51152201 | Dextrose/mivacurium chloride
51152301 | Atropine/edrophonium
51152302 | Metoclopramide/sodium chloride
51152401 | Acetaminophen/chlorzoxazone
51152402 | Aspirin/caffeine/orphenadrine
51152403 | Aspirin/carisoprodol
51152404 | Aspirin/methocarbamol
51160000 | Drugs affecting the respiratory tract
51161500 | Antiasthmatic drugs
51161501 | Bitolterol mesylate
51161502 | Nedocromil sodium
51161503 | Pirbuterol acetate
51161504 | Aminophylline
51161505 | Theophylline
51161506 | Terbutaline
51161507 | Formoterol
51161508 | Salbutamol sulphate
51161510 | Etofylline
51161511 | Sodium cromoglicate
51161513 | Diprophylline or dyphylline
51161513 | Dyphylline
51161514 | Oxtriphylline
51161515 | Montelukast
51161515 | Montelukast sodium
51161516 | Zafirlukast
51161517 | Zileuton
51161517 | Zileuton
51161518 | Pranlukast
51161518 | Pranlukast hydrate
51161519 | Carmoterol
51161519 | Carmoterol
51161520 | Ciclesonide
51161521 | Cilomilast
51161521 | Cilomilast
51161522 | Tulobuterol
51161523 | Reproterol hydrochloride
51161524 | Tiotropium
51161524 | Tiotropium bromide
51161525 | Beclomethasone
51161526 | Dazoquinast
51161527 | Ablukast
51161528 | Acitazanolast
51161529 | Acreozast
51161530 | Amipizone
51161531 | Arofylline
51161532 | Binizolast
51161533 | Isbufylline
51161534 | Denbufylline
51161535 | Dimabefylline
51161536 | Doxofylline
51161537 | Enofelast
51161538 | Eprozinol
51161539 | Etamiphyllin or etamiphylline
51161540 | Flufylline
51161541 | Fluprofylline
51161542 | Furafylline
51161543 | Oxarbazole
51161544 | Lomifylline
51161545 | Melquinast
51161546 | Midaxifylline
51161547 | Motapizone
51161548 | Nepadutant
51161549 | Nestifylline
51161550 | Ontazolast
51161551 | Perbufylline
51161552 | Pirolate
51161553 | Proxyphylline
51161554 | Ritolukast
51161555 | Seratrodast
51161556 | Tomelukast
51161557 | Zardaverine
51161558 | Nivimedone
51161559 | Cromitrile
51161560 | Nisbuterol
51161561 | Pirquinozol
51161562 | Norethindrone and ethinyl estradiol combination
51161563 | Zafirlukast
51161564 | Ablukast sodium
51161565 | Acitazanolast hydrate
51161566 | Cromitrile sodium
51161567 | Eprozinol dihydrochloride
51161568 | Eprozinol hydrochloride
51161569 | Montelukast sodium
51161570 | Nisbuterol mesilate or mesylate
51161571 | Nivimedone sodium
51161572 | Nivimedone sodium anhydrous
51161573 | Pranlukast hydrate
51161574 | Tiotropium bromide
51161600 | Antihistamines or H1 blockers
51161601 | Astemizole
51161602 | Clemastine fumarate
51161603 | Dexchlorpheniramine maleate
51161605 | Levocabastine hydrochloride
51161606 | Loratadine
51161607 | Terfenadine
51161608 | Betahistine hydrochloride
51161609 | Triprolidine hydrochloride
51161610 | Promethazine
51161611 | Oxomemazine
51161612 | Ebastine
51161613 | Dihydroergotoxine mesilate
51161614 | Meclozine hydrochloride
51161615 | Cetirizine
51161616 | Betahistine
51161617 | Buclizine hydrochloride
51161618 | Alimemazine
51161619 | Mepyramine maleate
51161620 | Diphenhydramine
51161621 | Fexofenadine hydrochloride
51161622 | Cromolyn sodium
51161623 | Hydroxyzine pamoate
51161624 | Azatadine maleate
51161625 | Azelastine hydrochloride
51161626 | Bosentan
51161627 | Brompheniramine maleate
51161628 | Carbinoxamine maleate
51161629 | Cetirizine hydrochloride
51161630 | Chlorpheniramine maleate
51161631 | Chlorpheniramine tannate
51161632 | Cyproheptadine hydrochloride
51161633 | Desloratadine
51161634 | Dexbrompheniramime maleate
51161635 | Diphenhydramine hydrochloride
51161636 | Diphenhydramine tannate
51161637 | Hydroxyzine hydrochloride
51161638 | Ketotifen fumarate
51161639 | Olopatadine hydrochloride
51161640 | Phenindamine tartrate
51161646 | Acrivastine
51161647 | Brompheniramine
51161648 | Emedastine difumarate
51161649 | Lodoxamide tromethamine
51161650 | Promethazine hydrochloride
51161651 | Pemirolast potassium
51161652 | Mizolastine
51161653 | Epinastine hydrochloride
51161654 | Levocetirizine dihydrochloride
51161655 | Levocetirizine hemihydrate
51161700 | Drugs used for respiratory tract disorders
51161701 | Acetylcysteine
51161702 | Beractant
51161702 | Beractant
51161703 | Budesonide
51161704 | Colfosceril
51161704 | Colfosceril palmitate
51161705 | Ipratropium bromide
51161705 | Ipratropium bromide
51161706 | Sobrerol
51161707 | Bamifylline hydrochloride
51161708 | Desoxyribonuclease or dornase alfa
51161708 | Dornase alfa
51161709 | Poractant alfa
51161709 | Poractant alfa
51161710 | Calfactant
51161710 | Calfactant
51161711 | Mepixanox
51161712 | Almitrine
51161713 | Amiphenazole
51161714 | Bemegride
51161715 | Dimefline
51161716 | Doxapram
51161717 | Fenspiride
51161718 | Pentetrazol
51161719 | Prethcamide
51161720 | Roflumilast
51161721 | Sivelestat
51161722 | Almitrine bismesylate
51161723 | Almitrine dimesilate
51161724 | Almitrine mesylate
51161725 | Amiphenazole hydrochloride
51161726 | Dimefline hydrochloride
51161727 | Doxapram hydrochloride
51161728 | Doxapram hydrochloride anhydrous
51161729 | Doxapram hydrochloride hydrate
51161730 | Fenspiride hydrochloride
51161731 | Ambroxol/salbutamol
51161800 | Cough and cold and antiallergy products
51161801 | Benzonatate
51161802 | Guaifenesin
51161803 | Menthol
51161805 | Carbocisteine
51161806 | Ammonia chloride
51161808 | Dextromethorphan
51161809 | Oxolamine citrate
51161810 | Pholcodine
51161811 | Bromhexine
51161812 | Combination chlorpheniramine acetaminophen
51161812 | Combination chlorpheniramine acetaminophen
51161813 | Potassium guaiacolsulfonate
51161814 | Phenylpropanolamine bitartrate
51161815 | Carbetapentane tannate
51161817 | Dextromethorphan hydrobromide
51161818 | Dextromethorphan polistirex
51161819 | Dextromethorphan tannate
51161820 | Eucalyptol or eucalyptus oil
51161823 | Althaea
51161883 | Tetrahydrozoline
51161884 | Sequifenadine
51161900 | Nasal decongestants
51161901 | Oxymetazoline hydrochloride
51161903 | Xylometazoline hydrochloride
51162001 | Amobarbital/ephedrine
51162002 | Albuterol/ipratropium
51162003 | Aminophylline/ammonium chloride/diphenhydramine
51162004 | Aminophylline/ephedrine
51162005 | Aminophylline/ephedrine/guaifenesin/phenobarbital
51162006 | Aminophylline/ephedrine/phenobarbital
51162007 | Aminophylline/ephedrine/phenobarbital/potassium iodide
51162008 | Aminophylline/guaifenesin
51162009 | Aminophylline/phenobarbital
51162010 | Aminophylline/potassium iodide
51162011 | Ephedrine/guaifenesin/phenobarbital/theophylline
51162012 | Budesonide/formoterol
51162013 | Butabarbital/ephedrine/guaifenesin/theophylline
51162014 | Butabarbital/epinephrine/theophylline
51162015 | Butabarbital/guaifenesin/pseudoephedrine/theophylline
51162016 | Calcium iodide/isoproterenol
51162017 | Chlorpheniramine/ephedrine/guaifenesin/phenobarbital/theophylline
51162018 | Dextromethorphan/dyphylline/pseudoephedrine
51162019 | Dyphylline/ephedrine/guaifenesin/phenobarbital
51162020 | Dyphylline/guaifenesin
51162021 | Formoterol/mometasone
51162022 | Ephedrine/guaifenesin/theophylline
51162023 | Ephedrine/hydroxyzine/theophylline
51162024 | Ephedrine/isoproterenol/phenobarbital/potassium/theophylline
51162025 | Ephedrine/phenobarbital
51162026 | Ephedrine/phenobarbital/potassium iodide/theophylline
51162027 | Ephedrine/phenobarbital/theophylline
51162028 | Ephedrine/secobarbital
51162029 | Ephedrine/theophylline
51162030 | Fluticasone/salmeterol
51162031 | Glycerol, iodinated/theophylline
51162032 | Guaifenesin/oxtriphylline
51162033 | Guaifenesin/sodium citrate/theophylline
51162034 | Guaifenesin/theophylline
51162035 | Phenobarbital/potassium iodide/sodium bicarbonate/theobromine
51162036 | Potassium iodide/theophylline
51162101 | Isoniazid/pyrazinamide/rifampin
51162102 | Isoniazid/pyridoxine
51162103 | Isoniazid/rifampin
51162201 | Ephedrine/sodium chloride
51162202 | Acetaminophen/caffeine/phenylpropanolamine/pyrilamine
51162203 | Acetaminophen/diphenhydramine/pseudoephedrine
51162204 | Aminophylline/sodium chloride
51162205 | Camphor/eucalyptus oil/menthol
51162206 | Camphor/eucalyptus oil/menthol/turpentine spirits
51162207 | Cetyl alcohol/colfosceril palmitate/tyloxapol
51162208 | Chlorpheniramine/methscopolamine
51162209 | Dextrose/theophylline
51162210 | Isoproterenol/phenylephrine
51162301 | Acetaminophen/chlorpheniramine/phenylephrine/pyrilamine
51162302 | Acetaminophen/aluminum acetate/chlorpheniramine/phenylpropanolam
51162303 | Acetaminophen/aspirin/phenylpropanolamine
51162304 | Acetaminophen/brompheniramine/pseudoephedrine
51162305 | Acetaminophen/caffeine/chlorpheniramine/phenylephrine/pyrilamine
51162306 | Acetaminophen/caffeine/chlorpheniramine/phenylpropanolamine
51162307 | Acetaminophen/caffeine/guaifenesin/phenylephrine
51162308 | Acetaminophen/caffeine/phenylpropanolamine/salicylamide
51162309 | Acetaminophen/chlorpheniramine
51162310 | Acetaminophen/chlorpheniramine/phenylephrine
51162311 | Acetaminophen/phenylephrine
51162312 | Acetaminophen/chlorpheniramine/phenylephrine/salicylamide
51162313 | Acetaminophen/chlorpheniramine/phenylpropanolamine
51162314 | Acetaminophen/chlorpheniramine/phenylpropanolamine/phenyltoloxamine
51162315 | Acetaminophen/chlorpheniramine/phenylpropanolamine/salicylamide
51162316 | Acetaminophen/chlorpheniramine/pseudoephedrine
51162317 | Acetaminophen/dexbrompheniramine/pseudoephedrine
51162318 | Acetaminophen/dextromethorphan/guaifenesin
51162319 | Acetaminophen/diphenhydramine/phenylephrine
51162320 | Ammonium/antimony/chlorpheniramine/potassium guaiacolsulfonate
51162321 | Acetaminophen/phenylpropanolamine
51162322 | Acetaminophen/phenylpropanolamine/phenyltoloxamine
51162323 | Acetaminophen/phenyltoloxamine
51162324 | Acetaminophen/phenyltoloxamine/salicylamide
51162325 | Acetaminophen/pseudoephedrine
51162326 | Acetaminophen/pseudoephedrine/triprolidine
51162327 | Ammonium chloride/diphenhydramine
51162328 | Ammonium chloride/diphenhydramine/menthol/sodium citrate
51162329 | Ammonium chloride/glycyrrhiza/hyoscyamus/phenobarbital/terpin hydrate
51162330 | Atropine/chlorpheniramine/hyoscyamine/phenylephrine/scopolamine
51162331 | Aspirin/caffeine/chlorpheniramine
51162332 | Aspirin/chlorpheniramine/phenylpropanolamine/sodium acetylsalicylate
51162333 | Aspirin/phenyltoloxamine
51162334 | Aspirin/phenypropanolamine
51162335 | Aspirin/promethazine/pseudoephedrine
51162336 | Aspirin/pseudoephedrine
51162337 | Atropine/brompheniramine/phenyltoloxamine/pseudoephedrine
51162338 | Atropine/chlorpheniramine
51162339 | Atropine/chlorpheniramine/ephedrine
51162340 | Chlorpheniramine/methscopolamine/phenylephrine
51162341 | Atropine/chlorpheniramine/phenylephrine/phenyltoloxamine
51162342 | Atropine/chlorpheniramine/phenylpropanolamine
51162343 | Belladonna/chlorpheniramine/ephedrine/phenobarbital
51162344 | Belladonna/chlorpheniramine/phenylephrine/phenylpropanolamine
51162345 | Belladonna/chlorpheniramine/phenylephrine/pyrilamine
51162346 | Benzocaine/phenylephrine/phenylpropanolamine
51162347 | Caffeine/pheniramine/phenylephrine/sodium citrate/sodium salicylate
51162348 | Calcium lactate/guaifenesin/hyoscyamus/phenobarbital/terpin hydrate
51162349 | Caramiphen/chlorpheniramine/isopropamide/phenylpropanolamine
51162350 | Potassium guaiacolsulfonate/promethazine
51162351 | Chlorpheniramine/methscopolamine/pseudoephedrine
51162352 | Diphenhydramine/guaifenesin/menthol/sodium citrate
51162353 | Ibuprofen/pseudoephedrine
51162354 | Magnesium salicylate/phenyltoloxamine
51162355 | Methscopolamine/pseudoephedrine
51162356 | Naproxen/pseudoephedrine
51162401 | Dextromethorphan/guaifenesin/phenylephrine
51162402 | Acetaminophen/dextromethorphan/guaifenesin/phenylephrine
51162403 | Acetaminophen/dextromethorphan/guaifenesin/phenylpropanolamine
51162404 | Acetaminophen/dextromethorphan/guaifenesin/pseudoephedrine
51162405 | Acetaminophen/dextromethorphan/phenylpropanolamine
51162406 | Acetaminophen/dextromethorphan/pseudoephedrine
51162407 | Caramiphen/phenylpropanolamine
51162408 | Dextromethorphan/guaifenesin
51162409 | Dextromethorphan/guaifenesin/phenylpropanolamine
51162410 | Dextromethorphan/phenylephrine
51162411 | Dextromethorphan/phenylpropanolamine
51162412 | Dextromethorphan/pseudoephedrine
51162413 | Ephedrine/guaifenesin
51162414 | Ephedrine/potassium iodide
51162415 | Guaifenesin/phenylephrine
51162416 | Guaifenesin/phenylephrine/phenylpropanolamine
51162417 | Guaifenesin/phenylpropanolamine
51162418 | Guaifenesin/pseudoephedrine
51162419 | Phenylephrine/phenylpropanolamine/pseudoephedrine
51162501 | Acetaminophen/dextromethorphan
51162502 | Ammonium chloride/antimony potassium tartrate/ipecac
51162503 | Ammonium chloride/antimony/guaiacolsulfonate/potassium tartrate
51162504 | Ammonium chloride/ipecac
51162505 | Ammonium chloride/ipecac/tolu balsam
51162506 | Ammonium chloride/potassium guaiacolsulfonate/terpin hydrate
51162507 | Benzocaine/dextromethorphan
51162508 | Calcium creosotate/iodine
51162509 | Carbetapentane/guaifenesin
51162510 | Dextromethorphan/glycerol, iodinated
51162511 | Dextromethorphan/terpin hydrate
51162601 | Alloclamide
51162602 | Bibenzonium
51162603 | Benzonatate
51162604 | Benproperine
51162605 | Benproperine embonate
51162606 | Benproperine pamoate
51162607 | Amicibone
51162608 | Benproperine phosphate
51162609 | Benproperine trihydrogen phosphate
51162610 | Bibenzonium bromide
51162611 | Butamirate
51162612 | Carbetapentane
51162613 | Butamirate citrate
51162614 | Caramiphen
51162615 | Clobutinol
51162616 | Chlophedianol or clofedanol
51162617 | Cloperastine
51162618 | Cloperastine fendizoate
51162619 | Cyclexanone
51162620 | Dimethoxanate
51162621 | Dipropizine or dropropizine
51162622 | Fedrilate
51162623 | Dibunate
51162624 | Dimemorfan
51162625 | Droxypropine
51162626 | Dextromethorphan
51162627 | Dimemorfan phosphate
51162628 | Fedrilate maleate
51162629 | Levopropoxyphene
51162630 | Meprotixol
51162631 | Levopropoxyphene napsilate or levopropoxyphene napsylate
51162632 | Isoaminile
51162633 | Levodropropizine
51162634 | Isoaminile citrate
51162635 | Isoaminile cyclamate
51162636 | Guaiacolsulfonate or sulfoguaiacolum
51162637 | Morclofone
51162638 | Narcotinum or noscapine
51162639 | Nepinalone
51162640 | Nonivamide
51162641 | Oxeladin
51162642 | Oxeladin citrate
51162643 | Nicocodine
51162644 | Nicodicodine
51162645 | Normethadone
51162646 | Pentoxyverine
51162647 | Pentoxyverine citrate
51162648 | Picoperine
51162649 | Viminol
51162650 | Xyloxemine
51162651 | Pipazetate or pipazethate
51162652 | Sulfogaiacol
51162653 | Tipepidine
51162654 | Prenoxdiazine
51162655 | Zipeprol
51162701 | Acetylcysteine
51162702 | Ambroxol
51162703 | Amidephrine
51162704 | Bromhexine
51162705 | Brovanexine
51162706 | Carbocisteine
51162707 | Cartasteine
51162708 | Domiodol
51162709 | Cistinexine
51162710 | Eprazinone
51162711 | Erdosteine
51162712 | Fudosteine
51162713 | Guaiacol
51162714 | Guaiacol acetate
51162715 | Guaiacol benzoate
51162716 | Guaiacol butyrate
51162717 | Guaiacol carbonate
51162718 | Guaiacol nicotinate
51162719 | Guaiacol phenylacetate
51162720 | Letosteine
51162721 | Mecysteine
51162722 | Moguisteine
51162723 | Guaiacol phosphate
51162724 | Isalsteine
51162725 | Guaiacol propionate
51162726 | Guaietolin
51162727 | Guaifenesin
51162728 | Naphazoline
51162729 | Neltenexine
51162730 | Nesosteine
51162731 | Oxedrine
51162732 | Oxymetazoline
51162733 | Prenisteine
51162734 | Pseudoephedrine
51162735 | Naphazoline nitrate
51162736 | Pseudoephedrine sulfate
51162737 | Pseudoephedrine tannate
51162738 | Sobrerol
51162739 | Stepronin
51162740 | Tasuldine
51162741 | Taurosteine
51162742 | Telmesteine
51162743 | Terpin hydrate
51162744 | Tetrahydrozoline or tetryzoline
51162745 | Tiopronin
51162746 | Tyloxapol
51162747 | Xylometazoline
51170000 | Drugs affecting the gastrointestinal system
51171500 | Antacids and antiflatulents
51171501 | Calcium carbonate
51171501 | Calcium carbonate
51171502 | Magaldrate
51171502 | Magaldrate
51171503 | Magnesium hydroxide
51171504 | Sodium bicarbonate antacids
51171505 | Simethicone
51171505 | Simethicone
51171507 | Hydrotalcite
51171507 | Hydrotalcite
51171508 | Magnesium carbonate
51171508 | Magnesium carbonate
51171509 | Betaine hydrochloride
51171510 | Magnesium trisilicate
51171510 | Magnesium trisilicate
51171511 | Algeldrate or aluminium hydroxide
51171511 | Aluminium hydroxide
51171513 | Dihydroxyaluminum sodium carbonate
51171513 | Dihydroxyaluminum sodium carbonate
51171514 | Bismuth subnitrate
51171515 | Aluminum carbonate
51171516 | Almagate
51171517 | Almasilate
51171518 | Aluminium glycinate or dihydroxyaluminum aminoacetate
51171519 | Attapulgite
51171520 | Bismuth aluminate or aluminum bismuth oxide
51171521 | Calcarea silicata
51171522 | Calcium lactate
51171523 | Carbaldrate
51171524 | Dihydroxyaluminum aminoacetate or aluminium glycinate
51171525 | Magnesium oxide
51171526 | Troxipide
51171527 | Betaine
51171528 | Betaine anhydrous
51171529 | Betaine hydrate
51171530 | Betaine hydrochloride
51171531 | Aluminium phosphate
51171600 | Laxatives
51171601 | Cascara sagrada |  | See 51461541
51171602 | Docusate calcium
51171602 | Docusate calcium
51171603 | Docusate potassium
51171603 | Docusate potassium
51171604 | Docusate sodium
51171605 | Lactulose
51171605 | Lactulose
51171606 | Magnesium sulfate
51171607 | Psyllium hydrophilic muciloid
51171607 | Psyllium hydrophilic muciloid
51171608 | Glycerine
51171608 | Glycerine
51171609 | Dehydrocholic acid
51171610 | Senna glycosides or sennosides
51171610 | Senna or sennosides
51171611 | Bisacodyl stimulant
51171612 | Methylcellulose
51171613 | Aloin
51171613 | Aloin
51171614 | Bisacodyl
51171614 | Bisacodyl
51171615 | Calcium polycarbophil or polycarbophil calcium
51171615 | Calcium polycarbophil
51171616 | Casanthranol
51171616 | Casanthranol
51171617 | Castor oil
51171617 | Castor oil
51171618 | Cisapride monohydrate
51171619 | Glycerin suppositories
51171620 | Magnesium citrate
51171621 | Metoclopramide hydrochloride
51171622 | Sodium phosphate
51171622 | Sodium phosphate
51171623 | Phenolphthalein
51171623 | Phenolphthalein
51171624 | Psyllium seed
51171626 | Potassium bitartrate
51171627 | Potassium sodium tartrate
51171627 | Potassium sodium tartrate
51171628 | Potassium phosphate
51171628 | Potassium phosphate
51171629 | Sodium sulfate
51171629 | Sodium sulfate
51171630 | Mineral oil
51171631 | Macrogol or polyethylene glycol
51171631 | Polyethylene glycol laxative preparation
51171632 | Magnesium chloride
51171633 | Lubiprostone
51171633 | Lubiprostone
51171634 | Alvimopan
51171635 | Bisoxatin
51171636 | Danthron or dantron
51171637 | Lactitol
51171638 | Methylnaltrexone
51171639 | Oxyphenisatin or oxyphenisatine
51171640 | Picosulfate
51171641 | Polyethylene glycol
51171642 | Prucalopride
51171643 | Methylcellulose
51171644 | Sulisatin
51171645 | Polyethylene glycol 400
51171646 | Alvimopan anhydrous
51171647 | Bisacodyl tannex
51171648 | Bisoxatin acetate
51171649 | Lactitol dihydrate
51171650 | Lactitol monohydrate
51171651 | Phenolphthalein glucuronide
51171652 | Prucalopride hydrochloride
51171653 | Prucalopride succinate
51171654 | Sulisatin sodium
51171655 | Sodium picosulfate
51171656 | Docusate sodium
51171700 | Antidiarrheals
51171701 | Difenoxin
51171701 | Difenoxin hydrochloride
51171702 | Loperamide
51171702 | Loperamide hydrochloride
51171703 | Paregoric
51171703 | Paregoric
51171704 | Nifuroxazide
51171704 | Nifuroxazide
51171706 | Attapulgite
51171707 | Bismuth subsalicylate
51171708 | Diphenoxylate
51171708 | Diphenoxylate hydrochloride
51171709 | Saccharomyces boulardii
51171709 | Saccharomyces boulardii
51171710 | Alosetron
51171710 | Alosetron hydrochloride
51171711 | Kaolin mixture with pectin
51171712 | Purified pectin with acidophilus
51171712 | Purified pectin with acidophilus
51171713 | Bismuth subcarbonate
51171714 | Racecadotril
51171715 | Bismuth subgallate
51171716 | Lidamidine
51171717 | Mebiquine
51171718 | Rolgamidine
51171719 | Zaldaride
51171720 | Alosetron hydrochloride
51171721 | Difenoxin hydrochloride
51171722 | Diphenoxylate hydrochloride
51171723 | Lidamidine hydrochloride
51171724 | Loperamide hydrochloride
51171725 | Loperamide oxide monohydrate
51171726 | Zaldaride maleate
51171800 | Antiemetics and antinauseants and antivertigo agents
51171801 | Dronabinol
51171802 | Granisetron hydrochloride
51171803 | Meclizine hydrochloride
51171804 | Ondansetron hydrochloride
51171805 | Trimethobenzamide
51171805 | Trimethobenzamide hydrochloride
51171806 | Metoclopramide
51171806 | Metoclopramide
51171807 | Cinnarizine
51171807 | Cinnarizine
51171808 | Difenidol or diphenidol
51171808 | Difenidol hydrochloride
51171809 | Cyclizine
51171809 | Cyclizine
51171811 | Combinational fructose dextrose and phosphoric acid
51171811 | Combinational fructose Dextrose and phosphoric acid
51171812 | Prochlorperazine
51171812 | Prochlorperazine
51171813 | Metopimazine
51171813 | Metopimazine
51171814 | Dolasetron
51171814 | Dolasetron mesylate
51171815 | Cyclizine hydrochloride
51171816 | Ondansetron
51171816 | Ondansetron
51171817 | Prochlorperazine edisylate
51171818 | Prochlorperazine maleate
51171819 | Thiethylperazine
51171819 | Thiethylperazine maleate
51171820 | Dimenhydrinate
51171820 | Dimenhydrinate
51171821 | Aprepitant
51171822 | Palonosetron
51171822 | Palonosetron hydrochloride
51171823 | Granisetron
51171823 | Granisetron base
51171824 | Bemesetron
51171825 | Acotiamide
51171826 | Alepride
51171827 | Alizapride
51171828 | Azasetron
51171829 | Azasetron hydrochloride
51171830 | Batanopride
51171831 | Cipropride
51171832 | Benzquinamide
51171833 | Bromopride
51171834 | Cannabinol or nabiximols or tetrahydrocannabinol
51171835 | Casopitant
51171836 | Cilansetron
51171837 | Flumeridone
51171838 | Fosaprepitant or ivemend
51171839 | Hydroxyzine
51171840 | Hyoscine or levo-duboisine or scopolamine
51171841 | Iprozilamine
51171842 | Denipride
51171843 | Maropitant
51171844 | Nabilone
51171845 | Nantradol
51171846 | Nonabine
51171847 | Pancopride
51171848 | Pipamazine
51171849 | Levonantradol
51171850 | Prochlorperazine mesilate
51171851 | Ricasetron
51171852 | Tinisulpride
51171853 | Tropisetron
51171854 | Ramosetron
51171855 | Clebopride
51171856 | Acetylleucine
51171857 | Fludorex
51171900 | Antiulcer and related gastrointestinal GI drugs
51171901 | Cimetidine
51171901 | Cimetidine
51171902 | Famotidine
51171902 | Famotidine
51171903 | Nizatidine
51171903 | Nizatidine
51171904 | Ranitidine hydrochloride
51171905 | Cisapride
51171905 | Cisapride
51171906 | Lansoprazole
51171906 | Lansoprazole
51171907 | Chlordiazepoxide hydrochloride or clidinium bromide combination
51171908 | Misoprostol
51171909 | Esomeprazole or omeprazole
51171909 | Omeprazole
51171910 | Pancreatin
51171910 | Pancreatin
51171911 | Sucralfate
51171911 | Sucralfate
51171912 | Cimetidine hydrochloride
51171913 | Esomeprazole magnesium trihydrate
51171914 | Pantoprazole sodium sesquihydrate
51171915 | Pantoprazole
51171915 | Pantoprazole sodium
51171916 | Rabeprazole sodium
51171916 | Rabeprazole sodium
51171917 | Ranitidine
51171917 | Ranitidine bismuth citrate
51171918 | Aluminum carbonate
51171919 | Amlexanox
51171920 | Pantopra
51171921 | Doramectin
51171922 | Tegaserod
51171922 | Tegaserod maleate
51171923 | Racecadotril
51171924 | Ramosetron
51171925 | Rebamipide
51171925 | Rebamipide
51171926 | Sevelamer
51171926 | Sevelamer
51171927 | Acetoxolone
51171928 | Bismuth subcitrate
51171929 | Bismuth tripotassium dicitrate
51171930 | Candoxatril or candoxatrilat
51171931 | Cetraxate
51171932 | Cinitapride
51171933 | Colloidal bismuth subcitrate
51171934 | Deboxamet
51171935 | Dexlansoprazole
51171936 | Disuprazole
51171937 | Ebrotidine
51171938 | Enprostil
51171939 | Esaprazole
51171940 | Fenoctimine
51171941 | Metiamide
51171942 | Gefarnate
51171943 | Glaziovine
51171944 | Irsogladine
51171945 | Isotiquimide
51171946 | Lafutidine
51171947 | Lamtidine
51171948 | Lozilurea
51171949 | Pirenzepine
51171950 | Molfarnate
51171951 | Niperotidine
51171952 | Nolinium
51171953 | Pibutidine
51171954 | Pifarnine
51171955 | Roxatidine
51171956 | Plaunotol
51171957 | Proglumide
51171958 | Propinetidine
51171959 | Proxazole
51171960 | Ramixotidine
51171961 | Rotraxate
51171962 | Ursodeoxycholic acid or ursodiol
51171963 | Spizofurone
51171964 | Sufotidine
51171965 | Benatoprazole or tenatoprazole
51171966 | Geranylgeranylacetone or teprenone
51171967 | Timoprazole
51171968 | Tiquinamide
51171969 | Tuvatidine
51171970 | Zolenzepine
51171971 | Zolimidine
51171972 | Alglucerase
51171973 | Alglucosidase alfa
51171974 | Imiglucerase
51171975 | Miglustat
51171976 | Ornithine oxoglurate
51171977 | Pancrelipase
51171978 | Pinaverium
51171979 | Sacrosidase
51171980 | Velaglucerase alfa
51171981 | Carbenoxolone
51171982 | Ranitidine bismuth citrate
51171983 | Rabeprazole
51172000 | Drugs used for gallbladder disease
51172001 | Chenodiol or chenodeoxycholic acid or chenodeoxycholic acid sodium salt
51172001 | Chenodiol
51172002 | Monoctanoin
51172003 | Ursodiol
51172004 | Dimethyl sulfoxide
51172004 | Dimethyl sulfoxide
51172005 | Fencibutirol
51172006 | Alibendol
51172007 | Azintamide
51172008 | Cholic acid
51172009 | Clanobutin
51172010 | Cyclobutyrol
51172011 | Cynarine
51172012 | Deoxycholic acid
51172013 | Febuprol
51172014 | Fenipentol
51172015 | Florantyrone
51172016 | Hymecromone
51172017 | Oxazorone
51172018 | Piprozolin or piprozoline
51172019 | Cyclobutyrol sodium
51172100 | Antispasmodics
51172101 | Mebeverine hydrochloride
51172102 | Dicycloverine hydrochloride
51172103 | Pitofenone or pitofenone hydrochloride
51172103 | Pitofenone hydrochloride
51172105 | Phloroglucinol
51172105 | Phloroglucinol
51172106 | Oxybutynin hydrochloride
51172107 | Hyoscine butylbromide
51172108 | Viquidil or viquidil hydrochloride
51172108 | Viquidil hydrochloride
51172109 | Trimebutine
51172110 | Prozapine
51172110 | Prozapine hydrochloride
51172111 | Alverine or alverine citrate or alverine hydrochloride or alverine tartrate
51172111 | Alverine
51172112 | Adiphenine or adiphenine hydrochloride or adiphenine methyl bromide
51172113 | Ambucetamide or ambucetamide hydrochloride
51172114 | Amifloverine
51172115 | Amikhelline
51172116 | Aminopromazine
51172117 | Aseripide
51172118 | Bietamiverine or bietamiverine dihydrochloride or bietamiverine hydrochloride
51172119 | Butaverine
51172120 | Ciclactate
51172121 | Darifenacin or darifenacin hydrobromide
51172122 | Denaverine or denaverine hydrochloride
51172123 | Dexsecoverine or dexsecoverine hydrochloride
51172124 | Difenoximide or difenoximide hydrochloride
51172125 | Drofenine or drofenine hydrochloride
51172126 | Drotaverine or drotaverine hydrochloride
51172127 | Elziverine
51172128 | Eperisone or eperisone hydrochloride
51172129 | Fenoverine
51172130 | Fenpipramide or fenpipramide hydrochloride
51172131 | Fenpiprane or fenpiprane hydrochloride
51172132 | Moxaverine or moxaverine hydrochloride
51172133 | Fesoterodine or fesoterodine fumarate
51172134 | Flopropione
51172135 | Heptaverine
51172136 | Meladrazine or meladrazine tartrate
51172137 | Metaxalone
51172138 | Methylchromone or tricromyl
51172139 | Milverine
51172140 | Mofloverine
51172141 | Pramiverin or pramiverine
51172142 | Ciclonium or ciclonium bromide or ciclonium iodide or cyclonium or oxapium
51172143 | Oxyphencyclimine or oxyphencyclimine hydrochloride
51172144 | Pargeverine or pargeverine hydrochloride
51172145 | Pimetremide
51172146 | Treptilamine
51172147 | Propiverine or propiverine hydrochloride
51172148 | Rociverine
51172149 | Stilonium
51172150 | Talnetant
51172151 | Tiropramide or tiropramide hydrochloride
51172152 | Trepibutone
51172153 | Trospium
51172154 | Vetrabutine or vetrabutine hydrochloride
51172155 | Anethole trithione or anetholetrithione
51172156 | Adiphenine hydrochloride
51172157 | Adiphenine methyl bromide
51172158 | Alverine citrate
51172159 | Alverine hydrochloride
51172160 | Alverine tartrate
51172161 | Ambucetamide hydrochloride
51172162 | Bietamiverine dihydrochloride
51172163 | Bietamiverine hydrochloride
51172164 | Ciclonium bromide
51172165 | Darifenacin hydrobromide
51172166 | Denaverine hydrochloride
51172167 | Dexsecoverine hydrochloride
51172168 | Difenoximide hydrochloride
51172169 | Drofenine hydrochloride
51172170 | Drotaverine hydrochloride
51172171 | Eperisone hydrochloride
51172172 | Fenpipramide hydrochloride
51172173 | Fenpiprane hydrochloride
51172174 | Fesoterodine fumarate
51172175 | Meladrazine tartrate
51172176 | Moxaverine hydrochloride
51172177 | Oxyphencyclimine hydrochloride
51172178 | Pargeverine hydrochloride
51172179 | Pitofenone hydrochloride
51172180 | Propiverine hydrochloride
51172181 | Stilonium iodide
51172182 | Tiropramide hydrochloride
51172183 | Vetrabutine hydrochloride
51172184 | Viquidil hydrochloride
51172201 | Pentosan polysulfate sodium
51172202 | Butaphosphan
51172301 | Deferoxamine
51172302 | Digoxin Immune Fab
51172303 | Dimercaprol
51172304 | Edetate disodium
51172305 | Protamine sulfate
51172306 | Sodium polystyrene sulfonate
51172307 | Trientine
51172308 | Methylene blue or methylthioninium chloride
51172309 | Antivenins
51172310 | Folinic acid or leucovorin
51172311 | Activated carbon or activated charcoal for medical use | New
51172312 | Edetate calcium disodium
51172313 | Fomepizole
51172314 | Pralidoxime
51172315 | Sodium thiosulfate or thiosulfate or thiosulphate
51172316 | Dimercaptosuccinic acid or succimer
51172317 | Copper sulfate
51172318 | Carglumic acid
51172319 | Cysteamine or mercaptamine
51172320 | Deferasirox
51172321 | Deferiprone
51172322 | Dicobalt edetate
51172323 | Glucarpidase
51172324 | Mesna
51172325 | Pentetic acid
51172326 | Sodium edetate
51172327 | Sodium lactate
51172328 | Sugammadex
51172329 | Trientine dihydrochloride
51172330 | Exopeptidase g2
51172331 | Ethylenediaminetetraacetic acid (EDTA)
51172332 | Acetohydroxamic acid
51172333 | Sugammadex sodium
51172334 | Trientine hydrochloride
51172335 | Gadopenamide
51172401 | Aluminum hydroxide/magnesium hydroxide/magnesium trisilicate
51172402 | Acidophilus/pectin
51172403 | Alginic acid/aluminum hydroxide/calcium stearate/magnesium trisilicate
51172404 | Alginic acid/aluminum hydroxide/magnesium trisilicate/sodium bicarbonate
51172405 | Alginic acid/calcium carbonate/magnesium trisilicate/sodium bica
51172406 | Alginic acid/carboxymethylcellulose sodium/sodium bicarbonate
51172407 | Aluminum hydroxide/calcium carbonate/magnesium hydroxide
51172408 | Aluminum hydroxide/magnesium carbonate
51172409 | Aluminum hydroxide/magnesium carbonate/sodium alginate
51172410 | Aluminum hydroxide/magnesium hydroxide
51172411 | Amylase/papain
51172412 | Aluminum hydroxide/magnesium hydroxide/simethicone
51172413 | Aluminum hydroxide/magnesium trisilicate
51172414 | Amylase/atropine/cellulase/hyoscyamine/lipase/phenobarbital/protease
51172415 | Amylase/atropine/lipase/protease
51172416 | Amylase/bile salts/dehydrocholic acid/lipase/pepsin/proteolytic
51172417 | Amylase/cellulase/homatropine/phenobarbital/protease
51172418 | Amylase/cellulase/hyoscyamine/lipase/phenyltoloxamine/protease
51172419 | Amylase/dehydrocholic acid/desoxycholic acid/protease
51172420 | Amylase/dehydrocholic/desoxycholic/homatropine/phenobarbital/protease
51172421 | Belladonna/kaolin/opium/pectin
51172422 | Asafetida/magnesia
51172423 | Aspirin/citric acid/sodium bicarbonate
51172424 | Atropine/butabarbital/hyoscyamine/ox bile/pepsin/scopolamine
51172425 | Atropine/difenoxin
51172426 | Atropine/diphenoxylate
51172427 | Atropine/hyoscyamine/kaolin/pectin/scopolamine
51172428 | Atropine/kaolin/phenobarbital
51172429 | Belladonna/bile salts/pancreatin/pepsin/phenobarbital
51172430 | Belladonna/dehydrocholic acid/lipase/ox bile/pancreatin/pepsin
51172431 | Bismuth subcarbonate/kaolin/pectin
51172432 | Belladonna/kaolin/pectin
51172433 | Belladonna/kaolin/pectin/sodium benzoate
51172434 | Belladonna/kaolin/phenobarbital
51172435 | Benzocaine/bismuth subnitrate/cerium oxalate
51172436 | Benzocaine/calcium carbonate/magnesium carbonate/phenobarbital
51172437 | Betaine/protease
51172438 | Bile salts/dehydrocholic acid/pancreatin/pepsin
51172439 | Bismuth hydroxide/kaolin/opium/pectin
51172440 | Bismuth subcarbonate/kaolin/opium/pectin
51172441 | Calcium carbonate/famotidine/magnesium hydroxide
51172442 | Bismuth subcarbonate/morphine
51172443 | Bismuth subgallate/kaolin/opium/pectin/zinc phenosulfonate
51172444 | Bismuth subnitrate/calcium carbonate/magnesium carbonate
51172445 | Bismuth subsalicylate/calcium carbonate
51172446 | Bismuth subsalicylate/codeine/kaolin/pectin
51172447 | Bismuth subsalicylate/kaolin/opium/pectin
51172448 | Bismuth subsalicylate/magnesium silicate/salicylic acid/sodium s
51172449 | Bismuth/calcium/opium/pectin/zinc
51172450 | Bismuth/kaolin/opium/pectin/potassium/salol/zinc
51172451 | Calcium carbonate/pectin
51172452 | Calcium carbonate/folic acid/magnesium carbonate
51172453 | Calcium carbonate/glycine
51172454 | Calcium carbonate/magnesium carbonate
51172455 | Calcium carbonate/magnesium carbonate/magnesium oxide
51172456 | Calcium carbonate/magnesium carbonate/sodium alginate
51172457 | Calcium carbonate/magnesium hydroxide
51172458 | Calcium carbonate/magnesium hydroxide/phenobarbital
51172459 | Calcium carbonate/magnesium hydroxide/simethicone
51172460 | Calcium carbonate/nux vomica/phenobarbital
51172461 | Homatropine/hyoscyamine/pancreatin/pepsin/phenobarbital/scopolam
51172462 | Homatropine/hyoscyamine/pancreatin/pepsin/phenobarbital/scopolamine
51172463 | Calcium carbonate/simethicone
51172464 | Choline/dexpanthenol
51172465 | Citric acid/simethicone/sodium bicarbonate
51172466 | Dehydrocholic acid/homatropine
51172467 | Dehydrocholic acid/homatropine/phenobarbital
51172468 | Dehydrocholic acid/pancreatin/pepsin
51172469 | Pancreatin/pyridoxine
51172470 | Homatropine/opium/pectin
51172471 | Isopropamide/prochlorperazine
51172472 | Kaolin/paregoric/pectin
51172473 | Kaolin/pectin/zinc phenolsulfonate
51172474 | Lansoprazole/naproxen
51172475 | Loperamide/simethicone
51172476 | Magaldrate/simethicone
51172477 | Nux vomica/pancreatin/papain/pepsin/phenobarbital/sodium bicarbonate
51172478 | Omeprazole/sodium bicarbonate
51172479 | Potassium bicarbonate/sodium bicarbonate
51172480 | Sodium bicarbonate/sodium citrate
51172501 | Amyl nitrite/sodium nitrite/sodium thiosulfate
51172502 | Atropine/pralidoxime
51172503 | Charcoal/ipecac
51172504 | Charcoal/sorbitol
51172505 | Chlorpheniramine/epinephrine
51172506 | Sodium chloride/sodium sulfite/sodium thiosulfate
51172601 | Dextrose/levulose/phosphoric acid
51172602 | Fructose/glucose/phosphoric acid
51172701 | Hyoscyamine/methenamine/methylene blue/phenyl salicylate/sodium salicylate
51172702 | Atropine/benzoic acid/hyoscyamine/methenamine/phenyl salicylate
51172703 | Atropine/benzoic/gelsemium/hyoscyamine/methenamine/methylene/phenobarbital
51172704 | Atropine/benzoic/hyoscyamine/methenamine/methylene/phenyl salicylate
51172705 | Atropine/hyoscyamine/phenazopyridine/scopolamine
51172706 | Belladonna/benzoic/gelsemium/methenamine/phenazopyridine/phenyl salicylate
51172707 | Belladonna/methenamine/salicylamide
51172708 | Butabarbital/hyoscyamine/phenazopyridine
51172709 | Hyoscyamine/methamine/methylene blue/phenyl salicylate/sodium bicarbonate
51172710 | Hyoscyamine/methenamine
51172711 | Hyoscyamine/methenamine/methylene/phenyl salicyl/sodium phoshate
51172712 | Hyoscyamus/phenazopyridine/sulfamethizole
51172713 | Methenamine/na biphospha/phenyl salicylate/methelene/hyoscyamine
51172801 | Benzalkonium chloride/benzocaine/zinc chloride
51172802 | Alcohol/benzoic acid/eucalyptol/methyl salicylate/thymol
51172803 | Alcohol/cetylpyridinium chloride/domiphen bromide
51172804 | Alcohol/eucalyptol/menthol/methyl salicylate/thymol
51172805 | Alcohol/fluoride
51172806 | Alcohol/gum benzoin
51172807 | Aluminum chloride/hydroxyquinoline sulfate/tetracaine
51172808 | Amyl metacresol/benzocaine/myrrh/phenol
51172809 | Benzocaine/chlorobutanol
51172810 | Benzocaine/chlorobutanol/eugenol/peruvian balsam
51172811 | Benzocaine/cinnamon oil/clove oil/eucalyptus oil/phenol
51172812 | Benzocaine/clove oil
51172813 | Benzocaine/phenol
51172814 | Benzocaine/phenol/povidone iodine
51172815 | Calcium carbonate/calcium phosphate
51172816 | Camphor/menthol/phenol
51172817 | Camphor/parachlorophenol
51172818 | Glycerin/lemon
51172819 | Carbamide peroxide/glycerol
51172820 | Cetylpyridinium chloride/chlorophyl copper complex
51172821 | Cresol/formaldehyde
51172822 | Epinephrine/zinc chloride
51172823 | Epinephrine/zinc phenolsulfonate
51172824 | Eucalyptol/menthol/thymol
51172825 | Fluoride/phosphoric acid
51172826 | Glycerin/kaolin/sodium fluoride
51172827 | Potassium nitrate/sodium fluoride
51172828 | Glycerin/phenol/sodium bicarbonate/sodium borate
51172829 | Hydrofluoric acid/phosphoric acid/sodium fluoride
51172830 | Hydrofluoric acid/sodium fluoride
51172831 | Hydrofluoric acid/sodium fluoride/stannous fluoride
51172832 | Hydrogen peroxide/povidone iodine
51172833 | Hydrogen peroxide/sodium bicarbonate
51172834 | Iodine/potassium iodide/zinc phenolsulfonate
51172835 | Paraformaldehyde/titanium dioxide/zinc oxide
51172836 | Phosphoric acid/sodium fluoride
51172837 | Sodium biphosphate/sodium fluoride
51172838 | Sodium fluoride/sodium phosphate
51172901 | Acetic acid/glycerin/oxyquinoline/ricinoleic acid
51172902 | Acetic acid/oxyquinoline
51172903 | Acetic acid/oxyquinoline/ricinoleic acid
51172904 | Cystine/inositol/methionine/sodium propionate/urea
51172905 | Dutasteride/tamsulosin
51172906 | Eucalyptus oil/menthol/methyl salicylate/phenol/sodium chloride
51172907 | Lactic acid/methyl salicylate/octoxynol 9/sodium bicarbonate
51172908 | Lactic acid/octoxynol 9/sodium lactate
51173001 | Benzocaine/bismuth subgallate/phenylmecuric nitrate/zinc oxide
51173002 | Benzocaine/camphor/ephedrine/zinc oxide
51173003 | Benzyl benzoate/bismuth/calcium/coconut oil/vegetable oil/zinc oxide
51173004 | Benzyl benzoate/bismuth/peruvian balsam/zinc oxide
51173005 | Bismuth subgallate/boric acid/zinc oxide
51173006 | Camphor/ephedrine/zinc oxide
51173007 | Hemorrhoidal/hydrocortisone
51173008 | Pramoxine/zinc oxide
51173101 | Cimetidine/dextrose
51173102 | Cimetidine/sodium chloride
51173103 | Ranitidine/sodium chloride
51173201 | Bisacodyl/magnesium citrate/phenolphthalein
51173202 | Aloe/cascara sagrada
51173203 | Asafetida/capsicum/cascara sagrada/ginger/nux vomica
51173204 | Bagenema/bisacodyl/castile soap/castor oil
51173205 | Benzocaine/docusate
51173206 | Bisacodyl/castor oil
51173207 | Bisacodyl/docusate/senna concentrate/senna extract/sucrose
51173208 | Bisacodyl/electrolytes/peg-3350
51173209 | Bisacodyl/magnesium citrate
51173210 | Bisacodyl/magnesium citrate/magnesium sulfate/senna/sucrose
51173211 | Carboxymethylcellulose/docusate/phenolphthalein
51173212 | Bisacodyl/phospho soda
51173213 | Bisacodyl/phospho-soda
51173214 | Bisacodyl/tannic acid
51173215 | Bryonia/hydrastis/phenolphthalein
51173216 | Calcium pantothenate/danthron
51173217 | Calcium pantothenate/danthron/docusate
51173218 | Capsicum/cascara sagrada/ginger/nux vomica
51173219 | Carboxymethylcellulose/casanthranol/docusate
51173220 | Carboxymethylcellulose/docusate
51173221 | Magnesium hydroxide/mineral oil
51173222 | Casanthranol/docusate
51173223 | Cascara/mineral oil
51173224 | Danthron/docusate
51173225 | Dehydrocholic acid/docusate
51173226 | Dehydrocholic acid/docusate/phenolphthalein
51173227 | Docusate/phenolphthalein
51173228 | Docusate/sennosides
51173229 | Galactose/lactose/lactulose
51173230 | Magnesium citrate/phenolphthalein/potassium bitartrate/sodium bicarbonate
51173231 | Magnesium sulfate/potassium sulfate/sodium sulfate
51173232 | Mineral oil/phenolphthalein
51173233 | Potassium bitartrate/sodium bicarbonate
51173301 | Alcloxa/pramoxine/witch hazel
51180000 | Hormones and hormone antagonists
51181500 | Antidiabetic agents and hyperglycemic agents
51181501 | Acarbose
51181502 | Acetohexamide
51181503 | Chlorpropamide
51181504 | Glimepiride
51181505 | Glipizide
51181506 | Insulin
51181508 | Glucagon
51181509 | Gliclazide
51181510 | Phenformin hydrochloride
51181511 | Buformin
51181513 | Nateglinide
51181514 | Pancreatic extract
51181515 | Tolbutamide
51181516 | Glibenclamide or glyburide
51181517 | Metformin hydrochloride
51181519 | Miglitol
51181520 | Pioglitazone hydrochloride
51181521 | Repaglinide
51181522 | Rosiglitazone maleate
51181523 | Tolazamide
51181524 | Troglitazone
51181525 | Mosapride
51181526 | Epalrestat
51181526 | Epalrestat
51181527 | Voglibose
51181528 | Exenatide
51181538 | Fidarestat
51181539 | Gliamilide
51181546 | Glisamuride
51181548 | Imirestat
51181553 | Minalrestat
51181565 | Ponalrestat
51181576 | Zenarestat
51181577 | Zopolrestat
51181600 | Thyroid and antithyroid drugs
51181601 | Levothyroxine sodium
51181602 | Liothyronine
51181602 | Liothyronine sodium
51181603 | Liotrix
51181603 | Liotrix
51181604 | Thyroid-stimulating hormone or thyrotropin or thyrotropin alfa
51181604 | Thyrotropin
51181605 | Methimazole
51181605 | Methimazole
51181606 | Propylthiouracil
51181606 | Propylthiouracil
51181607 | Potassium iodide
51181607 | Potassium iodide
51181608 | Levothyroxine or thyroxine or triiodothyronine
51181608 | Levothyroxine
51181609 | Sodium iodide
51181610 | Montirelin
51181611 | Azetirelin
51181612 | Benzylthiouracil
51181613 | Calcitonin
51181614 | Carbimazole
51181615 | Dibromotyrosine
51181616 | Diiodotyrosine
51181617 | Methylthiouracil
51181618 | Potassium perchlorate
51181619 | Thiouracil
51181620 | Thyromedan or tyromedan
51181621 | Thyrotropin-releasing hormone (trh) or thyrotropin-releasing factor (trf) or thyroliberin or protirelin
51181622 | Tiratricol
51181623 | Elcatonin
51181624 | Calcitonin human
51181625 | Calcitonin salmon
51181626 | Liothyronine hydrochloride
51181627 | Liothyronine sodium
51181628 | Protirelin tartrate
51181629 | Levothyroxine sodium
51181630 | Thiamazole
51181631 | Dextrothyroxine sodium
51181700 | Corticosteroids
51181701 | Betamethasone
51181702 | Corticotropin
51181703 | Cosyntropin
51181704 | Dexamethasone
51181705 | Flunisolide
51181706 | Hydrocortisone
51181707 | Methylprednisolone
51181708 | Prednisolone
51181709 | Triamcinolone
51181710 | Desoximetasone
51181711 | Meprednisone
51181712 | Risedronic acid
51181713 | Prednisone
51181714 | Prednicarbate
51181715 | Cortisone
51181716 | Cortivazol
51181717 | Desoxycortone acetate
51181718 | Deflazacort
51181719 | Fluocinolone acetonide
51181720 | Diflorasone diacetate
51181721 | Corticorelin ovine triflutate
51181722 | Fluticasone
51181723 | Hydrocortisone acetate
51181724 | Hydrocortisone buteprate
51181725 | Hydrocortisone butyrate
51181726 | Hydrocortisone sodium phosphate
51181727 | Hydrocortisone valerate
51181728 | Methylprednisolone acetate
51181729 | Methylprednisolone sodium succinate
51181730 | Prednisolone acetate
51181731 | Triamcinolone acetonide
51181732 | Triamcinolone diacetate
51181733 | Triamcinolone hexacetonide
51181734 | Alclometasone dipropionate
51181735 | Halobetasol propionate
51181736 | Fluorometholone
51181737 | Halcinonide
51181738 | Fludrocortisone acetate
51181739 | Rimexolone
51181740 | Dexamethasone sodium phosphate
51181741 | Loteprednol etabonate
51181742 | Clobetasol propionate
51181743 | Clocortolone pivalate
51181744 | Fluocinonide
51181745 | Flurandrenolide
51181746 | Amcinonide
51181747 | Hydrocortisone probutate
51181748 | Medrysone
51181749 | Mometasone furoate
51181750 | Desonide
51181751 | Prednisolone sodium phosphate
51181752 | Beclomethasone dipropionate
51181753 | Cortisone acetate
51181754 | Betamethasone dipropionate
51181755 | Betamethasone valerate
51181756 | Melengestrol acetate
51181800 | Estrogens and progestins and internal contraceptives
51181801 | Chlorotrianisene
51181802 | Estrone
51181803 | Estrogens conjugated
51181804 | Estropipate
51181805 | Levonorgestrel
51181806 | Megestrol acetate
51181807 | Ethinyl estradiol
51181808 | Mestranol
51181810 | Chlormadinone acetate
51181811 | Desogestrel and ethinyl estradiol
51181812 | Dienestrol
51181813 | Estradiol
51181814 | Ethisterone
51181815 | Estradiol and norethisterone acetate
51181816 | Hydroxyestrone diacetate
51181817 | Promestriene
51181818 | Progesterone
51181819 | Promegestone
51181820 | Gestrinone
51181821 | Estradiol cypionate
51181822 | Estradiol valerate
51181823 | Esterified estrogen
51181824 | Ethynodiol diacetate
51181825 | Diethylstilbestrol diphos
51181826 | Hydroxyprogesterone caproate
51181827 | Medroxyprogesterone acetate
51181828 | Norethindrone
51181829 | Norethindrone acetate
51181830 | Norgestimate
51181831 | Norgestrel
51181832 | Etonogestrel and ethinyl estradiol combination
51181833 | Ethinyl estradiol and ethynodiol diacetate combination
51181834 | Norethindrone and ethinyl estradiol combination
51181835 | Altrenogest
51181836 | Gestodene
51181900 | Gonadotropic hormones and ovarian stimulants and inhibitors
51181901 | Choriogonadotropin alfa or chorionic gonadotropin
51181901 | Chorionic gonadotropin
51181902 | Danazol
51181903 | Gonadorelin acetate
51181904 | Histrelin acetate
51181905 | Menotropin
51181905 | Menotropins
51181906 | Urofollitropin
51181906 | Urofollitropin
51181908 | Fosfestrol sodium
51181911 | Clomiphene citrate
51181912 | Follitropin or follitropin alfa and follitropin beta
51181912 | Follitropin
51181913 | Gonadorelin hydrochloride
51181914 | Lynestrenol or lynoestrenol
51181914 | Lynoestrenol
51181915 | Epimestrol
51181916 | Acefluranol
51181917 | Buserelin
51181918 | Clometerone or clometherone
51181919 | Clomifene or clomiphene
51181920 | Cyclofenil
51181921 | Enclomifene
51181922 | Ganirelix
51181923 | Nitromifene
51181924 | Panomifene
51181925 | Zuclomifene or zuclomiphene
51181926 | Buserelin acetate
51181927 | Clomifene citrate
51181928 | Cyclofenil diphenol
51181929 | Ganirelix acetate
51181930 | Nitromifene citrate
51182000 | Androgens and androgen inhibitors
51182001 | Finasteride
51182001 | Finasteride
51182002 | Testosterone
51182002 | Testosterone
51182003 | Testosterone cypionate
51182004 | Testosterone enanthate
51182005 | Testosterone propionate
51182006 | Trenbolone
51182006 | Trenbolone Acetate
51182007 | Methandriol
51182007 | Methandriol
51182008 | Fluoxymesterone
51182008 | Fluoxymesterone
51182009 | Methyltestosterone
51182009 | Methyltestosterone
51182010 | Nandrolone
51182010 | Nandrolone decanoate
51182011 | Nandrolone phenpropionate
51182012 | Androstenolone or dehydroepiandrosterone or DHEA or prasterone
51182012 | Prasterone
51182013 | Stanozolol
51182013 | Stanozolol
51182014 | Dutasteride
51182014 | Dutasteride
51182015 | Cloxotestosterone
51182016 | Alfatradiol
51182017 | Androstanolone or dht or dihydrotestosterone
51182018 | Androstenediol
51182019 | Androstenedione
51182020 | Bolandiol
51182021 | Bolasterone
51182022 | Clostebol
51182023 | Mebolazine
51182024 | Danazol
51182025 | Enestebol
51182026 | Ethylestrenol
51182027 | Flutamide
51182028 | Formebolone
51182029 | Furazabol
51182030 | Norboletone or norbolethone
51182031 | Mesterolone
51182032 | Metandienone or methandrostenolone or methandienone
51182033 | Metenolone
51182034 | Mibolerone
51182035 | Nilutamide
51182036 | Oxymetholone
51182037 | Norclostebol
51182038 | Norethandrolone
51182039 | Normethandrone
51182040 | Oxabolone
51182041 | Oxandrolone
51182042 | Oxymesterone
51182043 | Propetandrol
51182044 | Quinbolone
51182045 | Rosterolone
51182046 | Roxibolone
51182047 | Tibolone
51182048 | Bolandiol dipropionate
51182049 | Clostebol propionate
51182050 | Metenolone acetate
51182051 | Metenolone enantate
51182052 | Methandriol diacetate
51182053 | Methandriol dipropionate
51182054 | Nandrolone benzoate
51182055 | Nandrolone cyclohexanecarboxylate
51182056 | Nandrolone cyclohexylpropionate
51182057 | Nandrolone cyclotate
51182058 | Nandrolone decanoate
51182059 | Nandrolone furylpropionate
51182060 | Nandrolone phenpropionate
51182061 | Nandrolone propionate
51182062 | Nandrolone undecylate
51182063 | Oxabolone cipionate
51182064 | Prasterone sodium sulfate
51182065 | Prasterone sulfate
51182066 | Testosterone benzoate
51182067 | Testosterone cipionate
51182068 | Testosterone cyclopentanepropionate
51182069 | Testosterone cypionate
51182070 | Testosterone enantate
51182071 | Testosterone enanthate
51182072 | Testosterone heptanoate
51182073 | Testosterone hexahydrobenzoate
51182074 | Testosterone phenylacetate
51182075 | Testosterone propionate
51182076 | Testosterone undecanoate
51182077 | Testosterone undecylate
51182078 | Trenbolone acetate
51182079 | Trenbolone cyclohexylmethylcarbonate
51182100 | Posterior pituitary hormones
51182101 | Desmopressin
51182101 | Desmopressin acetate
51182102 | Argipressin or vasopressin
51182102 | Vasopressin
51182103 | Conivaptan
51182104 | Felypressin
51182105 | Lypressin
51182106 | Terlipressin
51182107 | Conivaptan hydrochloride
51182108 | Desmopressin acetate
51182109 | Desmopressin acetate anhydrous
51182110 | Desmopressin acetate trihydrate
51182200 | Drugs for inducing labor
51182201 | Dinoprostone
51182201 | Dinoprostone
51182202 | Methylergometrine or methylergonovine
51182202 | Methylergonovine maleate
51182203 | Oxytocin
51182203 | Oxytocin
51182204 | Ergometrine or ergonovine
51182204 | Ergonovine maleate
51182205 | Doxaprost
51182206 | Atosiban
51182207 | Carbetocin
51182208 | Carboprost
51182209 | Deaminooxytocin or demoxytocin
51182210 | Dinoprost
51182211 | Epostane
51182212 | Mepitiostane
51182213 | Meteneprost
51182214 | Misoprostol
51182215 | Atosiban acetate
51182216 | Carboprost methyl
51182217 | Carboprost methyl ester
51182218 | Carboprost trometamol
51182219 | Carboprost tromethamine
51182220 | Dinoprost trometamol
51182221 | Dinoprost tromethamine
51182222 | Ergometrine maleate
51182223 | Oxytocin citrate
51182300 | Growth hormones and their inhibitors
51182301 | Somatrem
51182301 | Somatrem
51182302 | Human growth hormone or somatotropin or somatropin
51182302 | Somatropin
51182303 | Somatostatin
51182303 | Somatostatin
51182304 | Octreotide acetate
51182305 | Egrifta or tesamorelin
51182306 | Tesamorelin acetate
51182400 | Calcium salts and calcium regulators
51182401 | Calcium chloride
51182401 | Calcium chloride
51182403 | Calcium gluconate
51182404 | Calcium lactate
51182405 | Dibase calcium phosphate
51182405 | Dibase calcium phosphate
51182406 | Alendronic acid or alendronate sodium
51182406 | Alendronate sodium
51182407 | Calcitonin
51182408 | Cellulose sodium phosphate
51182408 | Cellulose sodium phosphate
51182409 | Gallium nitrate
51182410 | Etidronate
51182410 | Etidronate disodium
51182411 | Nandrolone
51182412 | Tribasic calcium phosphates
51182412 | Tribasic calcium phosphates
51182413 | Calcium glycerophosphate or calcium glycero phosphate
51182413 | Calcium glycero phosphate
51182415 | Zoledronic acid
51182415 | Zoledronic acid
51182416 | Pamidronate disodium or pamidronic acid
51182416 | Pamidronate disodium
51182417 | Risedronate sodium or risedronic acid
51182417 | Risedronate sodium
51182418 | Calcium acetate
51182418 | Calcium acetate
51182419 | Calcium glucoheptonate or calcium gluceptate
51182420 | Dihydrotachysterol
51182421 | Nitrendipine
51182422 | Benidipine hcl
51182423 | Ibandronate or ibandronic acid
51182423 | Ibandronate
51182424 | Raloxifene hcl
51182425 | Butedronic acid
51182426 | Cinacalcet
51182427 | Clodronate or clodronic acid
51182428 | Denosumab
51182429 | Strontium ranelate
51182430 | Etidronic acid
51182431 | Ipriflavone
51182432 | Minodronic acid
51182433 | Neridronic acid
51182434 | Olpadronic acid
51182435 | Teriparatide
51182436 | Tiludronic acid
51182437 | Cinacalcet hydrochloride
51182438 | Teriparatide acetate
51182439 | Teriparatide recombinant human
51182440 | Sodium cellulose phosphate
51182501 | Levothyroxine/liothyronine
51182601 | Diethylstilbestrol/methyltestosterone
51182701 | Glimepiride/pioglitazone
51182702 | Glimepiride/rosiglitazone
51182703 | Glipizide/metformin
51182704 | Glyburide/metformin
51182705 | Metformin/pioglitazone
51182706 | Metformin/repaglinide
51182707 | Metformin/rosiglitazone
51182708 | Metformin/saxagliptin
51182709 | Metformin/sitagliptin
51182801 | Dextrose/oxytocin
51182901 | Calcium glycerophosphate/phosphoric acid/sodium glycerophosphate
51183001 | Corticotropin/zinc hydroxide
51183101 | Alrestatin
51183102 | Alrestatin sodium
51183103 | Benfluorex
51183104 | Benfluorex hydrochloride
51183105 | Gliflumide
51183106 | Glycodiazine or glymidine
51183107 | Glymidine sodium
51183108 | Glypinamide
51183109 | Glyprothiazol
51183110 | Ingliforib
51183111 | Meglitinide
51183112 | Thiohexamide
51183113 | Tolpyrramide
51183201 | Alogliptin
51183202 | Alogliptin benzoate
51183203 | Isaglidole
51183204 | Tolrestat
51183301 | Linagliptin
51183302 | Saxagliptin
51183303 | Sitagliptin
51183304 | Vildagliptin
51183305 | Saxagliptin anhydrous
51183306 | Sitagliptin phosphate
51183307 | Saxagliptin hydrochloride
51183308 | Sitagliptin phosphate hydrate
51183309 | Saxagliptin monohydrate
51183401 | Aminoguanidine or pimagedine | New
51183402 | Mitiglinide
51183403 | Nateglinide
51183404 | Repaglinide
51183405 | Mitiglinide calcium
51183406 | Mitiglinide calcium dihydrate
51183407 | Mitiglinide calcium hydrate
51183501 | Benfosformin
51183502 | Buformin
51183503 | Etoformin
51183504 | Linogliride
51183505 | Metformin
51183506 | Benfosformin anhydrous
51183507 | Buformin hydrochloride
51183508 | Metformin embonate
51183509 | Metformin glycinate
51183510 | Metformin hydrochloride
51183511 | Phenformin
51183512 | Metformin orotate
51183513 | Phenformin hydrochloride
51183601 | Exenatide
51183602 | Glucagon
51183603 | Insulin
51183604 | Exenatide synthetic
51183605 | Glucagon hydrochloride
51183606 | Insulin argine
51183607 | Insulin aspart
51183608 | Insulin beef
51183609 | Insulin detemir
51183610 | Insulin glargine
51183611 | Liraglutide
51183612 | Pancreatic extract
51183613 | Insulin glulisine
51183614 | Insulin human
51183615 | Insulin lispro
51183616 | Insulin peglispro
51183617 | Insulin porcine
51183618 | Insulin pork
51183619 | Pramlintide
51183620 | Pramlintide acetate
51183621 | Invert sugar
51183701 | Ciglitazone
51183702 | Netoglitazone
51183703 | Pioglitazone
51183704 | Rivoglitazone
51183705 | Rosiglitazone
51183706 | Pioglitazone hydrochloride
51183707 | Rivoglitazone hydrochloride
51183708 | Rosiglitazone maleate
51183709 | Troglitazone
51183801 | Acarbose
51183802 | Miglitol
51183803 | Voglibose
51183901 | Farglitazar
51183902 | Ragaglitazar
51183903 | Tesaglitazar
51184001 | Acetohexamide
51184002 | Carbutamide
51184003 | Chlorpropamide
51184004 | Glibenclamide or glyburide
51184005 | Glibornuride
51184006 | Glicaramide
51184007 | Gliclazide
51184008 | Glipalamide
51184009 | Glipizide
51184010 | Gliquidone
51184011 | Glisolamide
51184012 | Glisoxepid or glisoxepide
51184013 | Glybuthiazol
51184014 | Metahexamide
51184015 | Tolazamide
51184016 | Tolbutamide
51190000 | Agents affecting water and electrolytes
51191500 | Diuretics
51191501 | Chlorothiazide
51191501 | Chlorothiazide
51191502 | Chlortalidone or chlorthalidone
51191502 | Chlorthalidone
51191503 | Metolazone
51191503 | Metolazone
51191504 | Bumetanide
51191504 | Bumetanide
51191505 | Ethacrynate sodium
51191505 | Ethacrynate sodium
51191506 | Amiloride
51191506 | Amiloride hydrochloride
51191507 | Spironolactone
51191507 | Spironolactone
51191508 | Triamterene
51191508 | Triamterene
51191509 | Mannitol
51191509 | Mannitol
51191510 | Furosemide
51191511 | Canrenoate potassium or canrenone or potassium canrenoate
51191511 | Canrenoate potassium
51191512 | Lasitone
51191513 | Bendroflumethiazide
51191514 | Ethacrynic acid
51191515 | Hydrochlorothiazide
51191515 | Hydrochlorothiazide
51191516 | Hydroflumethiazide
51191516 | Hydroflumethiazide
51191517 | Isosorbide
51191517 | Isosorbide
51191518 | Methyclothiazide
51191518 | Methyclothiazide
51191519 | Pamabrom
51191519 | Pamabrom
51191520 | Polythiazide
51191520 | Polythiazide
51191521 | Torsemide
51191522 | Trichlormethiazide
51191523 | Urea osmotic diuretic
51191523 | Urea osmotic diuretic
51191524 | Amisometradine
51191526 | Aditeren
51191527 | Alipamide
51191528 | Althiazide or altizide
51191529 | Amanozine
51191530 | Aminometradine
51191531 | Azolimine
51191532 | Bemitradine
51191533 | Benzthiazide
51191534 | Besulpamide
51191535 | Brocrinat
51191536 | Chlormerodrin
51191537 | Dehydrocholic acid
51191538 | Cicletanine
51191539 | Clazolimine
51191540 | Clofenamide
51191541 | Clopamide
51191542 | Clorexolone
51191543 | Cyclopenthiazide
51191544 | Cyclothiazide
51191545 | Epithiazide or epitizide
51191546 | Etacrynic acid or ethacrynic acid
51191547 | Ethiazide
51191548 | Fenquizone
51191549 | Frusemide or furosemide
51191550 | Furterene
51191551 | Mebutizide
51191552 | Hydroxindasate
51191553 | Indapamide
51191554 | Isosorbide dinitrate
51191555 | Isosorbide mononitrate
51191556 | Lemidosul
51191557 | Prorenoate
51191558 | Mefruside
51191559 | Mersalyl
51191560 | Methazolamide
51191561 | Meticrane
51191562 | Triflocin
51191563 | Quincarbate
51191564 | Quinethazone
51191565 | Sitalidone
51191566 | Sodium acetate
51191567 | Sulosemide
51191568 | Theobromide or theobromine or xantheose
51191569 | Tizolemide
51191570 | Xipamide
51191571 | Zidapamide
51191572 | Amiloride hydrochloride
51191573 | Amiloride hydrochloride anhydrous
51191574 | Chlorothiazide sodium
51191575 | Cicletanine hydrochloride
51191576 | Furosemide sodium
51191577 | Furosemide xantinol
51191578 | Mannitol myleran
51191579 | Mersalyl sodium
51191580 | Prorenoate potassium
51191581 | Theobromine magnesium oleate
51191582 | Theobromine sodium salicylate
51191583 | Triflocin sodium
51191600 | Electrolytes
51191601 | Dextrose
51191602 | Sodium chloride electrolytes
51191602 | Sodium chloride electrolytes
51191603 | Total parenteral alimentation or total parenteral nutrition TPN
51191603 | Total parenteral alimentation or nutrition TPN solutions
51191604 | Lactated ringers solution
51191604 | Lactated ringers solution
51191605 | Sterile water for injection
51191605 | Sterile water for injection
51191606 | Cupric chloride
51191606 | Cupric chloride
51191700 | Alkalinizing agents
51191701 | Trometamol or tromethamine
51191701 | Tromethamine
51191702 | Sodium lactate
51191703 | Sodium acetate
51191704 | Multiple electrolyte solutions
51191704 | Multiple electrolyte solutions
51191705 | Citric acid and potassium citrate combination
51191705 | Citric acid and potassium citrate combination
51191706 | Citric acid and sodium citrate combination
51191706 | Citric acid and sodium citrate combination
51191707 | Trometamol or tromethamine hydrochloride
51191800 | Potassium salts
51191801 | Potassium bicarbonate
51191802 | Potassium chloride
51191802 | Potassium chloride
51191803 | Potassium gluconate
51191804 | Potassium acetate
51191804 | Potassium acetate
51191805 | Potassium citrate
51191805 | Potassium supplement
51191900 | Dietary supplements and nutritional therapy products
51191901 | Residue of maize germ
51191902 | Amino acid supplements
51191903 | Phentermine
51191904 | Phospholipids
51191904 | Phospholipids
51191905 | Vitamin supplements
51191906 | Oral rehydration solution
51191907 | Ammonium molybdate
51191908 | Orlistat
51191909 | Thiamine
51191909 | Thiamine
51191910 | Calcitriol
51191911 | Retinol
51191912 | Idebenone
51191913 | Acitretin
51191914 | Calcium glucoheptonate or calcium gluceptate
51191915 | Calcium gluconate
51191916 | Dihydrotachysterol
51191917 | Ferrous sulfate
51191918 | Folic acid
51191919 | Iron sucrose
51191920 | Niacinamide or nicotinamide
51191921 | Nicorandil
51191922 | Tocofersolan
51191923 | Tretinoin
51191924 | Ademetionine
51191925 | Fluoride
51191926 | Hydroxydecyl ubiquinone or idebenone
51191928 | Acetylcarnitine
51191930 | Niacinamide hydrochloride
51191932 | Thiamine bromide
51191934 | Thiamine chloride hydrochloride
51191936 | Thiamine disulfide
51191938 | Thiamine disulfide nitrate
51191940 | Thiamine disulfide phosphate
51191942 | Thiamine hydrochloride
51191944 | Thiamine monochloride
51191946 | Thiamine mononitrate
51191948 | Thiamine monophosphate chloride
51191950 | Thiamine monophosphate disulfide
51191952 | Thiamine nitrate
51191954 | Thiamine propyl disulfide
51191956 | Thiamine pyrophosphate chloride
51191958 | Thiamine tetrahydrofurfuryl disulfide hydrochloride
51191960 | Thiamine triphosphate
51191962 | Thiamine triphosphorate
51191964 | Tretinoin tocoferil
51192001 | Allopurinol
51192002 | Colchicine
51192003 | Probenecid
51192004 | Sulfinpyrazone
51192005 | Benzbromarone
51192006 | Neocinchophen
51192007 | Amflutizole
51192008 | Febuxostat
51192009 | Halofenate
51192010 | Irtemazole
51192011 | Isobromindione
51192012 | Nicoxamat
51192013 | Oxipurinol or oxypurinol
51192014 | Rasburicase
51192015 | Seclazone
51192016 | Thiopurinol or tisopurine
51192017 | Pegloticase
51192018 | Allopurinol riboside
51192019 | Allopurinol sodium
51192020 | Probenecid sodium
51192101 | Colchicine/probenecid
51192201 | Amiloride/hydrochlorothiazide
51192202 | Bendroflumethiazide/potassium chloride
51192203 | Hydrochlorothiazide/spironolactone
51192204 | Hydrochlorothiazide/triamterene
51192301 | Chromic chloride/cupric sulfate/manganese sulfate/zinc sulfate
51192302 | Acetate/calcium/chloride/gluconate/magnesium/potassium/sodium
51192303 | Acetate/calcium/chloride/gluconate/magnesium/potassium/sodium/sugar
51192304 | Ammonium chloride/potassium citrate/potassium gluconate
51192305 | Calcium carbonate/sodium fluoride
51192306 | Calcium/chloride/gluconate/magnesium/potassium/sodium/sulfate
51192307 | Chromic chloride/cupric chloride/manganese chloride/selenium/zinc chloride
51192308 | Chromic chloride/cupric chloride/manganese chloride/zinc chloride
51192309 | Chromic chloride/cupric chloride/manganese sulfate/selenium/zinc
51192310 | Chromic chloride/cupric sulfate/manganese sulfate/selenium/zinc
51192311 | Chromic sulfate/cupric sulfate/manganese sulfate/selenium/zinc
51192312 | Chromic sulfate/cupric sulfate/manganese sulfate/zinc sulfate
51192313 | Potassium chloride/sodium chloride
51192314 | Potassium chloride/sodium chloride/tromethamine
51192401 | Ascorbic acid/cyanocobalamin/ferrous gluconate/intrinsic factor
51192402 | Alanine/glutamic acid/glycine/thiamine
51192403 | Aluminum hydroxide/ferrous sulfate/magnesium hydroxide
51192404 | Ascorbic acid/bioflavonoids
51192405 | Ascorbic acid/bioflavonoids/calcium
51192406 | Ascorbic acid/citrus bioflavonoids/hesperidin complex/rutin
51192407 | Ascorbic acid/cyanocobalamin/ferrous fumarate
51192408 | Ascorbic acid/cyanocobalamin/ferrous fumarate/folic acid/intrins
51192409 | Ascorbic acid/cyanocobalamin/ferrous gluconate/folic acid/gold
51192410 | Ascorbic acid/niacin
51192411 | Ascorbic acid/cyanocobalamin/folic acid/iron
51192412 | Ascorbic acid/docusate/ferrous fumarate
51192413 | Ascorbic acid/ferrous fumarate
51192414 | Ascorbic acid/ferrous fumarate/folic acid
51192415 | Ascorbic acid/ferrous sulfate
51192416 | Ascorbic acid/ferrous sulfate/folic acid
51192417 | Ascorbic acid/folic acid/iron
51192418 | Ascorbic acid/hesperidin
51192419 | Ascorbic acid/iron
51192420 | Calcium citrate/glutamic acid
51192421 | Ascorbic acid/rose hips
51192422 | Ascorbic acid/zinc
51192423 | Beta carotene/vitamin a
51192424 | Calciuim lactate/thiamine
51192425 | Calcium carbonate/calcium gluconate/calciucm lactate/vitamin d
51192426 | Calcium carbonate/ferrous fumarate/vitamin d
51192427 | Calcium carbonate/magnesium carbonate/vitamin d
51192428 | Calcium carbonate/minerals/vitamin d
51192429 | Calcium carbonate/vitamin d
51192430 | Cyanocobalamin/intrinsic factor
51192431 | Calcium citrate/vitamin a/vitamin d
51192432 | Calcium glycerophosphate/calcium levulinate
51192433 | Cholecalciferol/fish oil
51192434 | Citric acid/potassium citrate/sodium citrate
51192435 | Cyanocobalamin/folic acid
51192436 | Cyanocobalamin/folic acid/iron
51192437 | Cyanocobalamin/folic acid/liver
51192438 | Cyanocobalamin/folic acid/pyridoxine
51192439 | Glycine/niacin
51192440 | Cyanocobalamin/iron/liver
51192441 | Cyanocobalamin/thiamine
51192442 | Ferrous fumarate/folic acid
51192443 | Ferrous sulfate/folic acid
51192444 | Fluoride/iron/vitamin a/vitamin c/vitamin d
51192445 | Folic acid/iron
51192446 | Folic acid/iron/multivitamins
51192447 | Niacin/rice bran
51192448 | Glycine/niacin/pyridoxine
51192449 | Iron/multivitamins/procaine
51192450 | Iron/multivitamins/sorbitol
51192451 | Magnesium chloride/sodium chloride
51192452 | Magnesium oxide/pyridoxine
51192453 | Minerals/multivitamins/testosterone
51192454 | Multivitamins/testosterone
51192455 | Niacin/pantothenic acid/pyridoxine/riboflavin/thiamine
51192456 | Niacin/riboflavin/thiamine
51192457 | Pyridoxine/thiamine
51192501 | Carboprost/tromethamine
51192601 | Amifostine/mannitol
51200000 | Immunomodulating drugs
51201500 | Immunosuppressants
51201501 | Azathioprine
51201502 | Cyclosporine
51201503 | Mycophenolate mofetil
51201504 | Tacrolimus
51201505 | Antilymphocyte
51201506 | Defibrotide
51201507 | Aldesleukin
51201508 | Basiliximab
51201509 | Daclizumab
51201510 | Imiquimod
51201511 | Muromonab CD3
51201512 | Mycophenolate mofetil hydrochloride
51201513 | Peginterferon
51201514 | Pimecrolimus
51201515 | Sirolimus
51201516 | Antilymphocyte or lymphocyte immune globulin
51201516 | Antilymphocyte or lymphocyte immune globulin
51201517 | Guanidine
51201517 | Guanidine hydrochloride
51201518 | Azathioprine sodium
51201519 | Alefacept
51201523 | Anakinra
51201539 | Efalizumab
51201544 | Glucosamine hcl
51201545 | Gusperimus
51201547 | Isatoribine
51201564 | Sodium aurothiosulfate or sodium aurotiosulfate
51201569 | Atlizumab or tocilizumab
51201600 | Vaccines and antigens and toxoids
51201601 | Anthrax antigen
51201601 | Anthrax antigen
51201602 | Brucella antigen
51201602 | Brucella antigen
51201603 | Cholera vaccine
51201604 | Diphteria vaccine
51201604 | Diphteria
51201605 | Encephalitis virus vaccine
51201605 | Encephalitis virus vaccine
51201606 | Hemophilus influenzae vaccine
51201606 | Hemophilus influenzae
51201607 | Hepatitis B virus vaccine
51201607 | Hepatitis B virus vaccine
51201608 | Influenza virus vaccine
51201608 | Influenza virus vaccine
51201609 | Measles virus vaccine
51201609 | Measles virus vaccine
51201610 | Meningococcal vaccine
51201610 | Meningococcal vaccine
51201611 | Morbilli
51201612 | Mumps virus vaccine
51201612 | Mumps virus vaccine
51201613 | Parotitis vaccine
51201613 | Parotitis
51201614 | Pertussis vaccine
51201614 | Pertussis vaccine
51201615 | Pneumococcal vaccine
51201615 | Pneumococcal vaccine
51201616 | Poliovirus vaccine
51201616 | Poliovirus vaccine
51201617 | Rabies vaccine
51201617 | Rabies vaccine
51201618 | Rota virus vaccine
51201618 | Rota virus
51201619 | Rubella virus vaccine
51201619 | Rubella virus vaccine
51201620 | Smallpox vaccine
51201620 | Smallpox
51201621 | Tetanus vaccine
51201621 | Tetanus toxoid
51201622 | Tuberculosis
51201623 | Typhoid vaccine
51201623 | Typhoid vaccine
51201624 | Varicella virus vaccine
51201624 | Varicella virus vaccine
51201625 | Yellow fever vaccine
51201625 | Yellow fever vaccine
51201626 | Hepatitis A virus vaccine
51201626 | Hepatitis a
51201627 | Haemophilus B vaccine
51201627 | Haemophilus B vaccine
51201628 | Measles and mumps and rubella virus vaccine
51201628 | Measles and mumps and rubella virus vaccine
51201629 | Diphtheria and tetanus toxoids absorbed
51201629 | Diphtheria and tetanus toxoids absorbed
51201631 | Diptheria and tetanus toxoids and acellular pertussis vaccine
51201631 | Diptheria and tetanus toxoids and acellular pertussis vaccine
51201632 | Diptheria and tetanus and wholecell pertussis vaccine
51201632 | Diptheria and tetanus and wholecell pertussis
51201633 | Haemophilus influenzae b with diptheria and tetanus and acellular pertussis
51201633 | Haemophilus influenzae b with diptheria and tetanus and acellular pertussis
51201634 | Haemophilus influenzae B with diptheria and tetanus and wholecell pertussis conjugated vaccine
51201634 | Haemophilus influenzae B with diptheria and tetanus and wholecell pertussis conjugated vaccine
51201635 | Hepatitis A virus vaccine
51201636 | Lyme disease vaccine
51201636 | Lyme disease vaccine
51201638 | Plague vaccine
51201638 | Plague vaccine
51201639 | Staphylococcus vaccine
51201639 | Staphylococcus vaccine
51201646 | Measles and rubella virus vaccine
51201646 | Measles and rubella virus vaccine
51201647 | Bacillus calmette–guerin or BCG vaccine
51201647 | BCG vaccine
51201648 | Rubella and mumps virus vaccine
51201648 | Rubella and mumps virus vaccine
51201649 | Human papilloma virus vaccine
51201649 | Human papilloma virus vaccine
51201700 | Poultry vaccines
51201701 | Hypcuprsis
51201702 | E Coli vaccines
51201702 | E Coli
51201703 | Gumboro vaccines
51201703 | Gumboro
51201704 | Avian infectious bronchitis vaccines
51201704 | Avian infectious bronchitis
51201705 | Newcastle virus vaccine
51201705 | Newcastle
51201800 | Immunostimulating agents
51201801 | Bacterial immunoglobulins
51201801 | Bacterial immunoglobulins
51201802 | Filgrastim
51201802 | Filgrastim
51201803 | Pegfilgrastim
51201803 | Pegfilgrastim
51201804 | Sargramostim
51201805 | Rho D immunoglobulins
51201805 | Rho D immuno globulins
51201806 | Gamma IGG or immunoglobulin
51201806 | Immuno Globulin or Gamma IGG
51201807 | Viral immunoglobulins
51201808 | Levamisole or tetramisole
51201808 | Levamisole hydrochloride
51201809 | Interferon
51201810 | Galsulfase
51201810 | Galsulfase
51201811 | Thalidomide
51201811 | Thalidomide
51201812 | Mifamurtide
51201813 | Betazole
51201814 | Bropirimine
51201815 | Histamine
51201816 | Impromidine
51201817 | Pidotimod
51201818 | Roquinimex
51201819 | Sargramostim
51201820 | Thymopentin
51201821 | Tiprotimod
51201822 | Ancestim
51201823 | Molgramostim
51201824 | Betazole dihydrochloride
51201825 | Betazole hydrochloride
51201826 | Impromidine hydrochloride
51201827 | Levamisole hydrochloride
51201828 | Levamisole phosphate
51201829 | Tetramisole hydrochloride
51201830 | Pegademase
51201900 | Multiple sclerosis MS agents
51201901 | Glatiramer acetate
51201901 | Glatiramer acetate
51202000 | Immunomodulating drugs based on tyrosine Inhibitors and kinase Inhibitors
51202001 | Temsirolimus
51202002 | Hyaluronan or hyaluronate or hyaluronic acid
51202003 | Polystyrene sulfonate
51202004 | Tolvaptan
51202005 | Resiquimod
51202101 | Diphtheria toxoid/pertussis vaccine/tetanus toxoid
51202201 | Laflunimus
51202202 | Laquinimod
51202203 | Methotrexate sodium
51202204 | Sulfasalazine
51202205 | Tabilautide
51202206 | Dexrazoxane
51202207 | Dexrazoxane hydrochloride
51202301 | Afelimomab
51202302 | Briakinumab
51202303 | Penicillamine
51202304 | Penicillamine disulfide
51202305 | Penicillamine hydrochloride
51202306 | Etanercept
51202401 | Adalimumab
51202402 | Basiliximab
51202403 | Belimumab
51202404 | Canakinumab
51202405 | Certolizumab
51202406 | Certolizumab pegol
51202407 | Dacliximab or daclizumab
51202408 | Eculizumab
51202409 | Infliximab
51202410 | Muromonab cd3
51202411 | Natalizumab
51202412 | Omalizumab
51202413 | Secukinumab
51202414 | Ustekinumab
51202501 | Leflunomide
51202502 | Mizoribine
51202503 | Procodazole
51202504 | Procodazole ethyl ester
51202505 | Procodazole sodium
51202601 | Ascomycin
51202602 | Anisperimus
51202603 | Everolimus
51202701 | Anti-thymocyte globulin
51202801 | Pimecrolimus
51202802 | Ridaforolimus
51202803 | Sirolimus
51202804 | Tacrolimus
51202805 | Tacrolimus anhydrous
51202806 | Umirolimus
51202807 | Zotarolimus
51202901 | Abetimus
51202902 | Defibrotide
51203001 | Lobenzarit
51203002 | Lobenzarit disodium
51203003 | Lobenzarit sodium
51203101 | Ciclosporin or cyclosporine
51203102 | Ecallantide
51203103 | Thymocartin
51203104 | Voclosporin
51203201 | Mycophenolate mofetil
51203202 | Mycophenolate mofetil hydrochloride
51203203 | Mycophenolate or mycophenolic acid
51203204 | Tazofelone
51203301 | Lenalidomide
51203302 | Fingolimod
51203303 | Pomalidomide
51203401 | Azathioprine
51203402 | Cladribine
51203403 | Mercaptopurine
51203404 | Mercaptopurine anhydrous
51203405 | Mercaptopurine ribonucleoside
51203501 | Ciamexon
51203601 | Bucillamine
51203602 | Loxanast
51203603 | Napirimus
51203604 | Oxycinchophen
51203605 | Teriflunomide
51203606 | Tresperimus
51203701 | Gallium nitrate
51203801 | Abatacept
51203802 | Belatacept
51203901 | Auranofin
51203902 | Aurotioprol
51203903 | Sodium aurothiomalate
51204001 | Pirfenidone
51204101 | Alefacept
51204102 | Rilonacept
51204201 | Veterinary foot and mouth disease (FMD) vaccines
51204202 | Veterinary anthrax vaccines
51204203 | Veterinary brucella vaccines
51204204 | Contagious bovine pleuropneumonia CBPP vaccines
51204205 | Ovine rinderpest or peste des petit ruminants vaccines
51210000 | Miscellaneous drug categories
51211500 | Antigout drugs
51211501 | Allopurinol
51211502 | Colchicine
51211503 | Probenecid
51211504 | Sulfinpyrazone
51211505 | Benzbromarone
51211600 | Antidotes and emetics
51211601 | Deferoxamine mesylate
51211602 | Dexrazoxane
51211603 | Digoxin Immune Fab
51211604 | Dimercaprol
51211605 | Edetate disodium
51211606 | Flumazenil
51211607 | Ipecac
51211608 | Penicillamine
51211609 | Protamine sulfate
51211610 | Sodium polystyrene sulfonate
51211611 | Trientine
51211612 | Leucovorin
51211613 | Sorbitol
51211615 | Methylene blue
51211616 | Antivenins
51211617 | Leucovorin calcium
51211618 | Activated charcoal antidote
51211619 | Edetate calcium disodium
51211620 | Fomepizole
51211621 | Pralidoxime chloride
51211622 | Sodium thiosulfate
51211623 | Succimer
51211624 | Copper sulfate
51211625 | Exopeptidase G2
51211900 | Veterinary anaesthetic drugs
51211901 | Xylazine
51212000 | Herbal drugs
51212001 | Etheric oil
51212002 | Centella asiatica extract
51212003 | Ipecacuanha extract
51212004 | Aesculus
51212005 | Aconitum napelus
51212006 | Valerian
51212007 | Garlic
51212008 | Chelidonium majus
51212009 | Soapwort
51212010 | Primula
51212011 | Pimpinella
51212012 | Coriander
51212013 | Hedera helix
51212014 | Gumplant
51212015 | Boneset
51212016 | Echinacea
51212017 | Aconite
51212018 | Coccus cacti
51212020 | Catnip
51212021 | Ginseng
51212022 | Asafetida
51212023 | Bilberry
51212024 | Arnica
51212025 | Balsam peru
51212026 | Eyebright
51212027 | Ginkgo biloba
51212028 | Hydrastis
51212029 | Gotu kola
51212030 | Saw palmetto
51212031 | Pygeum africanum
51212032 | Angelica root
51212033 | Gentian violet
51212034 | Capsaicin
51212035 | Milk thistle
51212036 | Black cohosh
51212100 | Dental drugs
51212101 | Sodium flourides
51212200 | Anti abuse drugs
51212201 | Disulfiram
51212202 | Nicotine
51212203 | Nicotine polacrilex
51212204 | Varenicline
51212300 | Diagnostic agents and radiopharmaceuticals
51212301 | Aminohippurate sodium
51212302 | Ethiodized oil
51212303 | Fluorescein sodium
51212304 | Indigotindisulfonate sodium
51212305 | Indocyanine green
51212306 | Methacholine chloride
51212307 | Metyrapone
51212308 | Rose bengal sodium I 131
51212309 | Meglumine Ioxaglate
51212310 | Radiopharmaceutical preparation kit
51212311 | Iopamidol
51212400 | Drugs to treat sexual disfunction
51212401 | Sildenafil citrate
51212402 | Vardenafil hydrochloride
51212403 | Dapoxetine
51212404 | Tadalafil
51212500 | Medical imaging contrast media
51212501 | Diazoate
51212502 | Iodixanol
51212503 | Barium sulfate
51212504 | Gadolinium
51212505 | Loversol
51240000 | Drugs affecting the ears, eye, nose and skin
51241000 | Aural preparations
51241001 | Dioctyl sodium sulphosuccinate
51241001 | Dioctyl sodium sulphosuccinate
51241002 | Triethanolamine polypeptide oleate
51241002 | Triethanolamine polypeptide oleate
51241100 | Ophthalmic agents
51241101 | Acetylcholine chloride
51241102 | Apraclonidine hydrochloride
51241103 | Bimatoprost
51241103 | Bimatoprost
51241104 | Brinzolamide
51241104 | Brinzolamide
51241105 | Carbachol
51241105 | Carbachol
51241106 | Demecarium
51241106 | Demecarium bromide
51241107 | Dorzolamide
51241107 | Dorzolamide hydorchloride
51241108 | Echothiophate or ecothiopate
51241108 | Echothiophate iodide
51241109 | Epinephryl borate
51241110 | Latanoprost
51241110 | Latanoprost
51241111 | Levobunolol hydrochloride
51241112 | Metipranolol
51241113 | Physostigmine
51241113 | Physostigmine sulfate
51241114 | Pilocarpine hydrochloride
51241115 | Timolol
51241116 | Travoprost
51241117 | Unoprostone
51241117 | Unoprostone isoprpyl
51241118 | Dichlorphenamide or diclofenamide
51241118 | Dichlorphenamide
51241119 | Methazolamide
51241120 | Artificial tears
51241120 | Artificial tears
51241121 | Polivinilic alcohol
51241122 | Pegaptanib
51241123 | Amlexanox
51241124 | Pirnabin or pirnabine
51241125 | Tafluprost
51241126 | Brimonidine
51241127 | Verteporfin
51241128 | Hypromellose
51241129 | Carboxymethylcellulose sodium
51241131 | Brimonidine tartrate
51241132 | Demecarium bromide
51241133 | Dorzolamide hydrochloride
51241134 | Pegaptanib sodium
51241135 | Unoprostone isopropyl
51241136 | Unoprostone isopropyl ester
51241137 | Sodium propionate
51241138 | Cyclopentolate
51241200 | Dermatologic agents
51241201 | Salicylic acid
51241202 | Azelaic acid
51241203 | Bismuth subcarbonate
51241204 | Boric acid
51241205 | Calamine
51241205 | Calamine
51241206 | Chloroxine
51241206 | Chloroxine
51241207 | Topical coal tar preparations
51241207 | Topcial coal tar preparations
51241208 | Hydrophillic creams or ointments
51241209 | Hydroquinone
51241209 | Hydroquinone
51241210 | Methyl salicylate
51241211 | Minoxidil topical solution
51241212 | Papain
51241213 | Pine tar or topical pine tar preparation
51241213 | Topical pine tar preparation
51241214 | Podofilox
51241215 | Podophyllum resin
51241215 | Podophyllum resin
51241216 | Pyrithione zinc
51241216 | Pyrithione zinc
51241217 | Resorcinol
51241218 | Selenium disulfide
51241218 | Selenium sulfide
51241219 | Tazarotene
51241219 | Tazarotene
51241220 | Tretinoin
51241221 | Crystallized trypsin
51241221 | Crystallized trypsin
51241222 | Dimethicone
51241222 | Dimethicone
51241223 | Calcipotriene or calcipotriol
51241223 | Calcipotriene
51241224 | Anthralin or dithranol
51241224 | Anthralin or dithranol
51241225 | Camphor or topical camphor preparations
51241225 | Topical camphor preparations
51241226 | Topical urea preparations
51241226 | Topical urea preparations
51241227 | Topical turpentine oil preparations
51241227 | Topical turpentine oil preparations
51241228 | Lactic acid
51241228 | Lactic acid
51241229 | Saliva substitute solution
51241229 | Saliva substitute solution
51241230 | Niacinamide
51241231 | Acitretin
51241232 | Isotretinoin
51241232 | Isotretinoin
51241233 | Adapalene
51241234 | Fusidic acid
51241235 | Calcitriol
51241236 | Ammonium bituminosulfonate or ichthyol or ichthammol
51241237 | Benzoyl peroxide
51241239 | Bithionol
51241240 | Calcipotriene hydrate
51241241 | Mequinol
51241242 | Crotamiton
51241243 | Dimethyl fumarate
51241244 | Etretinate
51241245 | Lithium succinate
51241246 | Tacalcitol
51241247 | Mesulfen or mesulphen
51241248 | Methoxsalen or xanthotoxin
51241249 | Monobenzone
51241250 | Motretinide
51241251 | Panthenol
51241252 | Pidobenzone
51241253 | Tioxolone
51241254 | Trimethylpsoralen or trioxsalen or trioxysalen or trisoralen
51241255 | Undecenoic acid or undecylenic acid or zinc undecylenate
51241256 | Becaplermin
51241257 | Dextranomer
51241258 | 4-aminobenzoic acid or Aminobenzoic acid or PABA or para-aminobenzoic acid
51241259 | Isotretinoin anisatil
51241260 | Tacalcitol monohydrate
51241261 | Podophyllotoxin
51241300 | Astringents
51241301 | Aluminum acetate
51241301 | Aluminum acetate
51241302 | Hamamelis or witch hazel
51241302 | Hamamelis or witch hazel
51241303 | Zinc acetate
51241304 | Ammonium alum
51241304 | Ammonium alum
51241305 | Tannic acid
51241305 | Tannic acid
51241306 | Alcloxa
51241307 | Allantoin
51241308 | Allantoin acetyl methionine
51241309 | Allantoin ascorbate
51241310 | Allantoin biotin
51241311 | Allantoin paba
51241401 | Benzalkonium chloride/polyoxyethylene
51241402 | Acetone/alcohol/benzalkonium chloride/salicylic acid
51241403 | Acetone/isopropyl alcohol/polysorbate 80
51241404 | Adapalene/benzoyl peroxide
51241405 | Alcohol/citric acid/salicylic acid
51241406 | Alcohol/glycolic acid
51241407 | Alcohol/resorcinol
51241408 | Alcohol/salicylic acid
51241409 | Alcohol/sulfur/zinc oxide/zinc sulfate
51241410 | Attapulgite/salicylic acid/sulfur
51241411 | Resorcinol/sulfur
51241412 | Benzoyl peroxide/clindamycin
51241413 | Benzoyl peroxide/erythromycin
51241414 | Benzoyl peroxide/hydrocortisone
51241415 | Benzoyl peroxide/sulfur
51241416 | Calamine/resorcinol/sulfur
51241417 | Chloroxylenol/resorcinol/sulfur
51241418 | Clindamycin phosphate/tretinoin
51241419 | Copper/folic/niacinamide/zinc
51241501 | Boric acid/sodium borate
51241502 | Antazoline/naphazoline
51241503 | Antipyrine/phenylephrine
51241504 | Atropine/prednisolone
51241505 | Balanced salt solution/bicarbonate/dextrose/glutathione
51241506 | Benoxinate/fluorescein
51241507 | Benzalkonium chloride/tyloxapol
51241508 | Benzalkonium/calcium chloride/hydrochloric acid/magnesium chloride
51241509 | Boric acid/glycerin/sodium borate/tetrahydrozoline
51241510 | Boric acid/potassium chloride/sodium carbonate
51241511 | Dextran 70/hypromellose
51241512 | Boric acid/sodium borate/sodium chloride
51241513 | Brimonidine/timolol
51241514 | Carboxymethylcellulose/glycerin
51241515 | Carboxymethylcellulose/hypromellose
51241516 | Chlorobutanol/edta/polyvinyl alcohol
51241517 | Cyclopentolate/phenylephrine
51241518 | Dextran 70/edta/methylcellulose/sodium chloride
51241519 | Dextran 70/hydroxypropyl methylcellulose
51241520 | Glycerin/propylene glycol
51241522 | Dorzolamide/timolol
51241523 | Edetate disodium/sodium chloride/sodium phosphate
51241524 | Edta/povidone
51241525 | Epinephrine/pilocarpine
51241526 | Fluorescein/proparacaine
51241527 | Glucose/lanolin/parabens/petrolatum
51241528 | Glycerin/hypromellose/polyethylene glycol
51241529 | Glycerin/naphazoline
51241530 | Naphazoline/pheniramine
51241531 | Hydroxyamphetamine/tropicamide
51241532 | Hydroxyethyl cellulose/povidone
51241533 | Hydroxyethyl cellulose/thimerosal
51241534 | Hypromellose/naphazoline
51241535 | Lanolin/mineral oil/petrolatum
51241536 | Mineral oil/petrolatum
51241537 | Phenylephrine/sulfacetamide
51241538 | Naphazoline/zinc sulfate
51241539 | Pheniramine/phenylephrine
51241540 | Phenylephrine/prednisolone/sulfacetamide
51241542 | Phenylephrine/scopolamine
51241543 | Sodium biphosphate/sodium chloride/sodium phosphate
51241544 | Phenylephrine/zinc sulfate
51241545 | Physostigmine/pilocarpine
51241546 | Polyethylene glycol 400/propylene glycol
51241547 | Polyethylene glycol/polyvinyl alcohol
51241548 | Polysorbate/glycerin
51241549 | Polyvinyl alcohol/povidone
51241550 | Polyvinyl alcohol/povidone/sodium chloride
51241551 | Polyvinyl alcohol/sodium chloride
51241552 | Potassium chloride/sodium chloride/sodium hydroxide/sodium phosphate
51241553 | Sodium chloride/sodium phosphate
51241554 | Tetrahydrozoline/zinc sulfate
51241601 | Coal tar/menthol/salicylic acid
51241602 | Alcohol/benzocaine/coal tar/salicylic acid
51241603 | Allantoin/coal tar
51241604 | Ammoniated mercury/coal tar/methenamine sulfosalicylate
51241605 | Betamethasone/calcipotriene
51241606 | Clioquinol/coal tar/hydrocortisone
51241607 | Coal tar/lactic acid/salicylic acid
51241608 | Coal tar/lanolin/mineral oil
51241609 | Coal tar/lauramide dea/sodium lauryl sulfate
51241610 | Coal tar/menthol
51241611 | Coal tar/polysorbate 80
51241612 | Coal tar/salicylic acid
51241613 | Coal tar/salicylic acid/sulfur
51241614 | Coal tar/salicylic acid/zinc oxide
51241615 | Coal tar/zinc oxide
51241701 | Edta/sodium chloride/sodium lauryl sulfate/sodium phosphate
51241702 | Benzalkonium chloride/edetate/polyvinyl alcohol
51241703 | Benzalkonium chloride/edetate/sodium hydroxide
51241704 | Benzalkonium chloride/edta
51241705 | Benzalkonium chloride/hydroxypropyl methylcellulose/polyvinyl alcohol
51241706 | Boric acid/edta/hydroxyethyl cellulose
51241707 | Boric acid/sodium chloride
51241708 | Edta/polyquarternium-1/sodium chloride
51241709 | Edta/thimerosal
51241710 | Hydroxyethyl cellulose/polyvinyl alcohol/tyloxapol
51241711 | Polyvinyl alcohol/thimerosal
51241712 | Sodium chloride/sorbic acid
51241801 | Aluminum sulfate/calcium acetate
51241802 | Allantoin/benzalkonium chloride/benzyl alcohol/diperodon/eucalyptol
51241803 | Allantoin/camphor/phenol
51241804 | Alum/camphor/eucalyptus/menthol/salicylic/talc/thymol
51241805 | Aluminum acetate/boric acid/eucalyptol/ichthammol/phenol/zinc oxide
51241806 | Aluminum acetate/camphor/menthol/phenol
51241807 | Aluminum acetate/zinc oxide
51241808 | Aluminum chlorohydrate/chloroxylenol/menthol/zinc undecylenate
51241809 | Aluminum chlorohydrex/formaldehyde/menthol/zinc undecylenate
51241810 | Aluminum potassium sulfate/chlorobutanol/tannic acid
51241811 | Benzalkonium/camphor/diperodon/ichthammol/juniper/phenol/thymol
51241812 | Aluminum/bentone/isobutane/isopropyl/menthol/undecylenic acid
51241813 | Bacitracin/lidocaine/neomycin/polymyxin
51241814 | Bacitracin/lidocaine/polymyxin b
51241815 | Balsam peru/castor oil/trypsin
51241816 | Balsam peru/trypsin
51241817 | Bentonite magma/calamine/calcium hydroxide/glycerin/zinc oxide
51241818 | Bentonite/potassium alum/talc
51241819 | Benzoin/camphor/eucalyptus oil/thymol
51241820 | Benzethonium/calamine/eucalyptol/zinc oxide
51241821 | Benzocaine/calamine/diphenhydramine/menthol
51241822 | Benzocaine/camphor/ichthammol/phenol/sulfur/tar
51241823 | Benzocaine/camphor/menthol
51241824 | Benzocaine/chloroxylenol/zinc oxide
51241825 | Benzocaine/ephedrine/hydrocortisone/ichthammol/oxyquinoline/zinc
51241826 | Benzocaine/ichthammol
51241827 | Benzocaine/methyl salicylate
51241828 | Benzoin compound/isopropyl alcohol
51241829 | Calamine/lanolin/menthol/zinc oxide
51241830 | Benzoin/camphor/tolu balsam
51241831 | Benzoxiquine/ichthammol
51241832 | Benzyl alcohol/camphor/isopropyl alcohol/menthol
51241833 | Boric acid/vitamin a/vitamin d/zinc oxide
51241834 | Boric acid/zinc oxide
51241835 | Calamine/camphor/diphenhydramine
51241836 | Calamine/camphor/pramoxine
51241837 | Calamine/diphenhydramine
51241838 | Calamine/glycerin/phenol/zinc oxide
51241839 | Camphor/phenol
51241840 | Calamine/phenol/zinc oxide
51241841 | Calamine/pramoxine
51241842 | Calcium caseinate/cod liver oil/lanolin/lanolin alcohol/methylbe
51241843 | Camphor/diperodon/menthol/phenyltoloxamine/pyrilamine
51241844 | Camphor/eucalyptus oil/menthol/phenol
51241845 | Camphor/glycerin/mineral oil/phenol
51241846 | Camphor/isopropanol/menthol/propylene glycol
51241847 | Cod liver oil/talc/zinc oxide
51241848 | Castor oil/dimethicone/nitrocellulose
51241849 | Castor oil/peruvian balsam/trypsin
51241850 | Cellulose/talc
51241851 | Chloral hydrate/salicylic acid
51241852 | Chloramphenicol/desoxyribonuclease/fibrinolysin
51241853 | Chlorhexidine gluconate/glycerin/hydroxyethyl cellulose
51241854 | Chlorohexidine gluconate/glycerin/hydroxyethyl cellulose
51241855 | Chlorophyll/papain/urea
51241856 | Chlorophyllin copper complex/sodium chloride
51241857 | Gelatin/glycerin/karaya gum/zinc oxide
51241858 | Dimethicone/menthol
51241859 | Dimethicone/zinc oxide
51241860 | Diperodon/vitamin a/vitamin d/zinc oxide
51241861 | Diphenhydramine/hydrocortisone
51241862 | Diphenhydramine/phenol
51241863 | Diphenhydramine/tripelennamine
51241864 | Diphenhydramine/zinc acetate
51241865 | Diphenhydramine/zinc oxide
51241866 | Fluocinolone/hydroquinone/tretinoin
51241867 | Lanolin/mineral oil
51241868 | Glycerin/mineral oil/phenol
51241869 | Glycerin/petrolatum/propylparaben/sodium lauryl sulfate
51241870 | Glycerin/petrolatum/zinc oxide
51241871 | Glycerin/silicone oil/triethanolamine
51241872 | Glycerin/witch hazel
51241873 | Hamamelis water/lanolin/petrolatum
51241874 | Iodine/phenol/potassium iodide/trichloroacetic acid
51241875 | Ketoconazole/zinc pyrithione
51241876 | Mineral oil/mineral wax/petrolatum/wool wax alcohol
51241877 | Lidocaine/neomycin/polymyxin
51241878 | Menthol/phenol
51241879 | Menthol/sodium bicarbonate/sodium borate/sodium chloride/thymol
51241880 | Menthol/sulfur
51241881 | Menthol/zinc
51241882 | Menthol/zinc oxide
51241883 | Papain/urea
51241885 | Vitamin a/vitamin d/zinc oxide
51241901 | Cholesterol/petrolatum/stearyl alcohol/wax
51241902 | Aloe/vitamin a/vitamin e
51241903 | Beeswax/mineral oil/rose oil/rose soluble/sodium borate/spermace
51241904 | Benzophenone-3/lanolin/mineral oil/polyethylene glycol-4
51241905 | Bismuth subnitrate/castor oil/ceresin/lanolin/peru balsam
51241906 | Castor oil/silicone
51241907 | Cetearyl alcohol/glycerin/mineral oil/petrolatum/propylene glycol
51241908 | Cetyl alcohol/propylene glycol/stearyl alcohol/wax
51241909 | Cetyl esters wax/mineral oil/sodium borate/white wax
51241910 | Cholecalciferol/fish liver oil
51241911 | Collagen/elastin/glycerin
51241912 | Glycerin/lanolin/mineral oil/petrolatum
51241913 | Glycerin/mineral oil/petrolatum
51241914 | Glycerin/mineral oil/urea
51241915 | Glycerin/rose water
51241916 | Hydroxyquinoline/lanolin/petrolatum
51241917 | Lactic acid/vitamin e
51241918 | Lanolin/mineral oil/octoxynol 3
51241919 | Lanolin/mineral oil/oxybenzone
51241920 | Lanolin/mineral oil/parabens
51241921 | Lanolin/mineral oil/petrolatum/triethanolamine
51241922 | Menthol/mineral oil/vitamin a
51241923 | Methyl paraben/urea
51241924 | Vitamin a/vitamin d
51241925 | Mineral oil/nonoxynol/oleth-2/ppg-15 stearyl ether
51241926 | Mineral oil/oatmeal, colloidal
51241927 | Oil/water
51241928 | Panthenol/vitamin a/vitamin d/vitamin e
51241929 | Vitamin a/vitamin d/vitamin e
51242001 | Phenol/resorcinol
51242002 | Acetic acid/salicylic acid
51242003 | Alcohol/sulfur
51242004 | Benzoin/podophyllin
51242005 | Cantharidin/podophyllin/salicylic acid
51242006 | Castor oil/collodion/podophyllin/salicylic acid
51242007 | Collodion, flexible/lactic acid/salicylic acid
51242008 | Lactic acid/phenol/salicylic acid
51242009 | Lactic acid/salicylic acid
51242010 | Lactic acid/urea
51242011 | Salicylic acid/sodium thiosulfate
51242012 | Salicylic acid/sulfur
51242013 | Sulfacetamide/sulfur
51242101 | Anethole/capsicum/glycyrrhiza/peppermint oil
51242102 | Glycerin/sodium chloride
51242103 | Naphazoline/phenylephrine/pyrilamine
51242104 | Phenylephrine/pyrilamine
51242201 | Acetic acid/antipyrine/benzocaine/glycerin
51242202 | Acetic/benzalkonium/chloroxylenol/hydrocortisone/pramoxine
51242203 | Antipyrine/benzocaine/phenylephrine
51242204 | Antipyrine/hydrocortisone/neomycin/polymyxin b
51242205 | Chloroxylenol/domiphen/hydrocortisone/pramoxine
51242206 | Chloroxylenol/hydrocortisone/pramoxine
51242207 | Chloroxylenol/pramoxine
51242208 | Glycerin/isopropyl alcohol
51242301 | Oxybenzone/padimate o
51242302 | Avobenzone/padimate-o
51242303 | Cinoxate/methyl anthranilate
51242304 | Cinoxate/zinc oxide
51242305 | Dioxybenzone/ethyl dihydroxypropyl paba/hydroquinone
51242306 | Hydroquinone/padimate o
51242307 | Methyl anthranilate/titanium dioxide
51242308 | Octyl methoxycinnamate/octyl salicylate/oxybenzone
51242309 | Octyl methoxycinnamate/octyl salicylate/oxybenzone/titanium diox
51242310 | Octyl methoxycinnamate/oxybenzone/titanium dioxide
51242311 | Oxybenzone/padimate o/para-aminobenzoic acid/sd alcohol 40
51242312 | Oxybenzone/padimate o/sd alcohol 40
51242313 | Oxybenzone/para-aminobenzoic acid
51242314 | Oxybenzone/petrolatum
51242315 | Padimate o/petrolatum
51242316 | Titanium dioxide/zinc oxide
51261501 | Ancarolol
51261502 | Cetamolol
51261503 | Indoramin
51261504 | Cetamolol hydrochloride
51261505 | Indoramin hydrochloride
51261601 | Phenoxybenzamine
51261602 | Butaxamine or butoxamine
51261603 | Phenoxybenzamine hydrochloride
51261701 | Arnolol
51261702 | Abanoquil
51261703 | Nebivolol
51261704 | Icatibant
51261705 | Icatibant acetate
51261706 | Nebivolol hydrochloride
51261801 | Afurolol
51261802 | Efaroxan
51262001 | Aceperone
51262002 | Carvedilol
51262003 | Azapetine
51262004 | Moxisylyte
51262005 | Carvedilol hydrochloride
51262006 | Carvedilol phosphate
51262007 | Moxisylyte hydrochloride
51262101 | Atiprosin
51262102 | Silodosin
51262103 | Tinazoline
51262104 | Atiprosin maleate
51262201 | Piperoxan
51262202 | Proroxan
51262203 | Spiroxatrine
51262204 | Piperoxan hydrochloride
51262205 | Proroxan hydrochloride
51262301 | Epicriptine
51262302 | Fiduxosin
51262303 | Viloxazine
51262304 | Pirepolol
51262305 | Ridazolol
51262306 | Fiduxosin hydrochloride
51262307 | Viloxazine hydrochloride
51262401 | Procaterol
51262402 | Pronetalol or pronethalol
51262403 | Amosulalol
51262404 | Labetalol
51262406 | Reproterol
51262407 | Terbutaline
51262408 | Amosulalol hydrochloride
51262409 | Amosulalol monohydrochloride
51262410 | Labetalol hydrochloride
51262411 | Procaterol hydrochloride
51262412 | Procaterol hydrochloride hemihydrate
51262413 | Reproterol hydrochloride
51262414 | Terbutaline sulfate
51262501 | Betanidine or bethanidine
51262502 | Guanazodine
51262503 | Guanoxan
51262504 | Betanidine sulfate
51262505 | Guanazodine sulfate
51262506 | Guanazodine sulfate monohydrate
51262507 | Guanoxan sulfate
51262601 | Atipamezole
51262602 | Imiloxan
51262603 | Napamezole
51262604 | Phentolamine
51262605 | Atipamezole hydrochloride
51262606 | Imiloxan hydrochloride
51262607 | Napamezole hydrochloride
51262608 | Phentolamine hydrochloride
51262609 | Phentolamine mesilate or mesylate
51262701 | Tolazoline
51262702 | Tymazoline
51262703 | Tolazoline hydrochloride
51262901 | Pindolol
51262902 | Flusoxolol
51262903 | Levomoprolol
51262904 | Mepindolol
51262905 | Prenalterol
51262906 | Procinolol
51262907 | Propranolol
51262908 | Bopindolol
51262909 | Bopindolol fumarate
51262910 | Bopindolol hydrogen malonate
51262911 | Bopindolol malonate
51262912 | Mepindolol sulfate
51262913 | Prenalterol hydrochloride
51262914 | Propranolol hydrochloride
51263001 | Dapiprazole
51263002 | Prazosin
51263003 | Trimazosin
51263004 | Urapidil
51263005 | Zolertine
51263006 | Terazosin
51263007 | Dapiprazole hydrochloride
51263008 | Dapiprazole monohydrochloride
51263009 | Prazosin hydrochloride
51263010 | Terazosin hydrochloride
51263011 | Terazosin hydrochloride anhydrous
51263012 | Terazosin hydrochloride dihydrate
51263013 | Terazosin monohydrochloride dihydrate
51263014 | Trimazosin hydrochloride
51263015 | Trimazosin hydrochloride anhydrous
51263016 | Urapidil fumarate
51263017 | Zolertine hydrochloride
51263101 | Atenolol
51263102 | Arotinolol
51263103 | Adimolol
51263104 | Alprenolol
51263105 | Bisoprolol
51263106 | Carteolol
51263107 | Befunolol
51263108 | Betaxolol or levobetaxolol
51263109 | Bevantolol
51263110 | Idropranolol
51263111 | Bornaprolol
51263112 | Bucindolol
51263113 | Bucumolol
51263114 | Bunitrolol
51263115 | Bupranolol
51263116 | Butofilolol
51263117 | Carazolol
51263118 | Nicainoprol
51263119 | Cicloprolol
51263120 | Cloranolol
51263121 | Epanolol
51263122 | Esmolol
51263123 | Primidolol
51263124 | Indopanolol
51263125 | Levobunolol
51263126 | Metipranolol
51263127 | Talinolol
51263128 | Nipradilol
51263129 | Oxprenolol
51263130 | Pacrinolol
51263131 | Pafenolol
51263132 | Pargolol
51263133 | Penbutolol
51263134 | Practolol
51263135 | Tertatolol
51263136 | Timolol
51263137 | Xipranolol
51263138 | Acebutolol
51263139 | Metoprolol
51263140 | Celiprolol
51263141 | Esatenolol or s-atenolol
51263142 | Flestolol
51263143 | Acebutolol hydrochloride
51263144 | Alprenolol benzoate
51263145 | Alprenolol hydrochloride
51263146 | Arotinolol hydrochloride
51263147 | Atenolol hydrochloride
51263148 | Befunolol hydrochloride
51263149 | Betaxolol hydrochloride
51263150 | Bevantolol hydrochloride
51263151 | Bisoprolol fumarate
51263152 | Bisoprolol hemifumarate
51263153 | Bisoprolol hydrochloride
51263154 | Bucindolol hydrochloride
51263155 | Bucumolol hydrochloride
51263156 | Bunitrolol hydrochloride
51263157 | Bupranolol hydrochloride
51263158 | Carteolol hydrochloride
51263159 | Celiprolol hydrochloride
51263160 | Cicloprolol hydrochloride
51263161 | Cloranolol hydrochloride
51263162 | Esmolol hydrochloride
51263163 | Flestolol sulfate
51263164 | Levobetaxolol hydrochloride
51263165 | Levobunolol hydrochloride
51263166 | Metipranolol hydrochloride
51263167 | Metoprolol fumarate
51263168 | Metoprolol succinate
51263169 | Metoprolol tartrate
51263170 | Oxprenolol hydrochloride
51263171 | Penbutolol sulfate
51263172 | Tertatolol hydrochloride
51263173 | Timolol anhydrous
51263174 | Timolol hemihydrate
51263175 | Timolol maleate
51263301 | Nafetolol
51263302 | Butamoxane
51263303 | Butidrine
51263304 | Butocrolol
51263305 | Carpindolol
51263306 | Dioxadilol
51263307 | Ecastolol
51263308 | Ericolol
51263309 | Idralfidine
51263310 | Penirolol
51263311 | Quinazosin
51263312 | Tolboxane
51263313 | Tribendilol
51263314 | Trigevolol
51263315 | Trigevolol mesilate or mesylate
51263401 | Yohimbine
51263402 | Tamsulosin
51263403 | Spirendolol
51263404 | Bretylium
51263405 | Bretylium tosilate
51263406 | Tamsulosin hydrochloride
51263407 | Yohimbine hydrochloride
51263501 | Hexoprenaline
51263502 | Brefonalol
51263503 | Hexoprenaline dihydrochloride
51263504 | Hexoprenaline sulfate
51263601 | Alfuzosin
51263602 | Doxazosin
51263603 | Alfuzosin hydrochloride
51263604 | Doxazosin mesilate or mesylate
51263701 | Adaprolol
51263702 | Debrisoquin sulfate
51263703 | Tilisolol
51263704 | Adaprolol maleate
51263705 | Tilisolol hydrochloride
51271501 | Chlorobutanol
51271502 | Ethyl chloride
51271503 | Hyaluronidase
51271504 | Salicyl alcohol
51271505 | Chlorobutanol hemihydrate
51271601 | Cinchocaine or dibucaine
51271602 | Bumecaine
51271603 | Bupivacaine
51271604 | Butanilicaine
51271605 | Capsaicin
51271606 | Carcainium chloride
51271607 | Prilocaine
51271608 | Clibucaine
51271609 | Clodacaine
51271610 | Etidocaine
51271611 | Fexicaine
51271612 | Levobupivacaine
51271613 | Lidocaine
51271614 | Octacaine
51271615 | Oxetacaine or oxethazaine
51271616 | Pyrrocaine
51271617 | Rodocaine
51271618 | Ropivacaine
51271619 | Zucapsaicin
51271620 | Eutectic mixture of local anesthetics
51271621 | Bumecaine hydrochloride
51271622 | Bupivacaine hydrochloride
51271623 | Bupivacaine hydrochloride monohydrate
51271624 | Butanilicaine hydrochloride
51271625 | Butanilicaine phosphate
51271626 | Cinchocaine hydrochloride
51271627 | Etidocaine hydrochloride
51271628 | Lidocaine benzyl benzoate
51271629 | Lidocaine hydrochloride
51271630 | Lidocaine hydrochloride anhydrous
51271631 | Lidocaine hydrochloride monohydrate
51271632 | Octacaine hydrochloride
51271633 | Prilocaine hydrochloride
51271634 | Pyrrocaine hydrochloride
51271635 | Ropivacaine hydrochloride
51271636 | Ropivacaine hydrochloride monohydrate
51271701 | Phenacaine
51271702 | Sodium oxybate
51271703 | Amolanone
51271704 | Eugenol
51271705 | Amolanone hydrochloride
51271706 | Phenacaine hydrochloride
51271707 | Phenacaine hydrochloride anhydrous
51271801 | Aptocaine
51271802 | Hexylcaine
51271803 | Propanidid
51271804 | Quatacaine
51271805 | Rolicyclidine
51271806 | Eticyclidine
51271807 | Hexylcaine hydrochloride
51271901 | Butamben
51271902 | Ambucaine
51271904 | Benoxinate or oxybuprocaine
51271905 | Benzocaine
51271906 | Butacaine
51271907 | Butacaine sulfate
51271908 | Chloroprocaine
51271909 | Isobutamben
51271910 | Leucinocaine
51271911 | Piridocaine
51271912 | Procaine
51271913 | Proparacaine or proxymetacaine
51271914 | Propoxycaine
51271915 | Benzocaine hydrochloride
51271916 | Chloroprocaine hydrochloride
51271917 | Chloroprocaine penicillin o
51271918 | Leucinocaine mesilate or mesylate
51271919 | Oxybuprocaine hydrochloride
51271920 | Piridocaine hydrochloride
51271921 | Procaine borate
51271922 | Procaine hydrochloride
51271923 | Procaine pyroglutamate
51271924 | Propoxycaine hydrochloride
51271925 | Proxymetacaine hydrochloride
51272001 | Methohexital or methohexitone
51272002 | Thialbarbital
51272003 | Thiamylal
51272004 | Sodium thiopental or thiopental or thiopentone
51272005 | Methohexital sodium
51272006 | Thiopental sodium
51272101 | Parethoxycaine
51272102 | Amylocaine
51272103 | Betoxycaine
51272104 | Butethamine
51272105 | Hydroxytetracaine
51272106 | Meprylcaine
51272107 | Metabutethamine
51272108 | Paridocaine
51272109 | Pribecaine
51272110 | Tolycaine
51272111 | Amethocaine or tetracaine
51272112 | Betoxycaine hydrochloride
51272113 | Meprylcaine hydrochloride
51272114 | Parethoxycaine hydrochloride
51272115 | Tetracaine hydrochloride
51272116 | Tolycaine hydrochloride
51272201 | Aliflurane
51272202 | Cyclopropane
51272203 | Esketamine
51272204 | Esketamine or ketamine or (s)-ketamine
51272205 | Tiletamine
51272206 | Esketamine hydrochloride
51272207 | Ketamine hydrochloride
51272208 | Tiletamine hydrochloride
51272301 | Etoxadrol
51272302 | Etomidate
51272303 | Nitrous oxide
51272304 | Etomidate hydrochloride
51272305 | Etomidate sulfate
51272306 | Etomidate sulphate
51272307 | Etoxadrol hydrochloride
51272401 | Desflurane
51272402 | Enflurane
51272403 | Diethyl ether or ether
51272404 | Fluroxene
51272405 | Fomocaine
51272406 | Isoflurane
51272407 | Methoxyflurane
51272408 | Sevoflurane
51272501 | Chloroform
51272502 | Cryofluorane or dichlorotetrafluoroethane
51272503 | Halothane
51272504 | Trichloroethylene
51272601 | Anileridine
51272602 | Phenoperidine
51272603 | Anileridine hydrochloride
51272604 | Anileridine phosphate
51272605 | Phenoperidine hydrochloride
51272701 | Methionine
51272702 | Pramocaine or pramoxin or pramoxine
51272703 | Antrafenine
51272704 | Dyclonine
51272705 | Dyclonine hydrochloride
51272706 | Methionine enkephalin
51272707 | Methionine methyl ester
51272708 | Methionine sulfoxide
51272709 | Pramocaine hydrochloride
51272901 | Propofol
51272902 | Fospropofol
51272903 | Fospropofol sodium
51273001 | Alfentanil
51273002 | Cyclomethycaine
51273003 | Dexivacaine
51273004 | Levoxadrol
51273005 | Diperodon
51273006 | Mepivacaine
51273007 | Phencyclidine
51273008 | Piperocaine
51273009 | Remifentanil
51273010 | Sufentanil
51273011 | Vadocaine
51273012 | Alfentanil hydrochloride
51273013 | Alfentanil hydrochloride anhydrous
51273014 | Alfentanil hydrochloride monohydrate
51273015 | Cyclomethycaine hydrochloride
51273016 | Cyclomethycaine sulfate
51273017 | Diperodon anhydrous
51273018 | Diperodon hydrochloride
51273019 | Levoxadrol hydrochloride
51273020 | Mepivacaine hydrochloride
51273021 | Phencyclidine hydrochloride
51273022 | Piperocaine hydrochloride
51273023 | Remifentanil hydrochloride
51273024 | Sufentanil citrate
51273101 | Alfaxalone
51273102 | Eltanolone
51273103 | Minaxolone
51273104 | Hydroxydione
51273105 | Hydroxydione sodium succinate
51273301 | Cinoctramide
51273302 | Euprocin
51273303 | Pinolcaine
51273304 | Biphenamine or xenysalate
51273305 | Euprocin hydrochloride
51273601 | Bucricaine
51273602 | Vinyl ether
51273603 | Articaine or carticaine
51273604 | Myrtecaine
51273605 | Cocaine
51273606 | Articaine hydrochloride
51273607 | Cocaine hydrochloride
51273608 | Cocaine methiodide
51273609 | Cocaine muriate
51273801 | Benzocaine/menthol
51273802 | Alcohol/arnica
51273803 | Alcohol/camphor/capsicum oleoresin/methyl salicylate
51273804 | Alcohol/menthol/thymol
51273805 | Antipyrine/benzocaine
51273806 | Antipyrine/benzocaine/glycerin
51273807 | Benzalkonium chloride/benzocaine
51273808 | Benzethonium/benzocaine/glycerin/polyethylene glycol
51273809 | Benzethonium/chloroxylenol/menthol/thymol/zinc stearate
51273810 | Camphor/menthol/methyl nicotinate/methyl salicylate
51273811 | Camphor/capsicum oleoresin/methyl salicylate/pine oil/turpentine
51273812 | Camphor/chloroxylenol/eucalyptus/menthol/methyl salicylate
51273813 | Camphor/eucalyptus oil/menthol/methyl salicylate
51273814 | Camphor/eucalyptus/menthol/methyl salicylate/turpentine
51273815 | Camphor/menthol
51273816 | Guaiacol/menthol/methyl salicylate
51273817 | Camphor/menthol/methyl salicylate
51273818 | Camphor/menthol/methyl salicylate/peppermint oil
51273819 | Camphor/menthol/methyl salicylate/tartrazine
51273820 | Chloroxylenol/iodine/menthol/potassium iodide/thymol
51273821 | Dipropylene glycol salicylate/histamine/methyl nicotinate
51273822 | Eucalyptus oil/menthol
51273823 | Eucalyptus oil/methyl salicylate/peppermint oil/salicylic acid
51273824 | Eucalyptus/menthol/methyl salicylate/triethanolamine
51273825 | Guaiacol/methyl salicylate
51273826 | Menthol/methyl nicotinate/methyl salicylate
51273827 | Menthol/methyl salicylate
51273828 | Methacholine/methyl salicylate
51273829 | Methyl salicylate/trolamine
51273830 | Antipyrine and benzocaine solution
51273901 | Benzocaine/calamine/zinc oxide
51273902 | Aloe/benzocaine/lanolin/menthol
51273903 | Aloh/diphenhydramine/lidocaine/magnesium/simethicone
51273904 | Articaine/epinephrine
51273905 | Atropine/morphine
51273906 | Atropine/neostigmine
51273907 | Benzalkonium chloride/benzocaine/dibucaine/tetracaine
51273908 | Benzethonium chloride/benzocaine
51273909 | Benzocaine/boric acid
51273910 | Benzocaine/butamben/tetracaine
51273911 | Benzocaine/orabase
51273912 | Benzocaine/cetalkonium chloride
51273913 | Benzocaine/cetylpyridinium chloride
51273914 | Benzocaine/cetylpyridinium chloride/terpin hydrate
51273915 | Benzocaine/chlorobutanol/ethanol/menthol/tannic acid
51273916 | Benzocaine/isopropyl alcohol/menthol
51273917 | Benzocaine/licorice/menthol
51273918 | Cetylpyridinium/menthol
51273919 | Benzocaine/phenol/vitamin e/zinc oxide
51273920 | Benzocaine/resorcinol
51273921 | Bupivacaine/dextrose
51273922 | Bupivacaine/dextrose/epinephrine/lidocaine
51273923 | Bupivacaine/epinephrine
51273924 | Bupivacaine/epinephrine/lidocaine
51273925 | Bupivacaine/epinephrine/lidocaine/sodium chloride
51273926 | Ephedrine/lidocaine/sodium chloride
51273927 | Dextrose/epinephrine/lidocaine
51273928 | Dextrose/epinephrine/tetracaine
51273929 | Dextrose/lidocaine
51273930 | Dextrose/lidocaine/tetracaine
51273931 | Dextrose/tetracaine
51273932 | Dibucaine/diperodon
51273933 | Dichlorodifluoromethane/trichloroflouromethane
51273934 | Dichlorotetrafluoroethane/ethyl chloride
51273935 | Lidocaine/prilocaine
51273936 | Epinephrine/etidocaine
51273937 | Epinephrine/lidocaine
51273938 | Epinephrine/lidocaine/povidone
51273939 | Epinephrine/lidocaine/povidone/sodium chloride
51273940 | Epinephrine/lidocaine/sodium chloride
51273941 | Epinephrine/prilocaine
51273942 | Levonordefrin/mepivacaine
51273943 | Lidocaine/povidone iodine
51273944 | Lidocaine/sodium chloride
51273945 | Lidocaine/tetracaine
51273946 | Menthol/petrolatum/pramoxine
51273947 | Menthol/pramoxine
51273948 | Sodium chloride/thiopental
51273949 | Thiopental/water
51281501 | Ethambutol
51281502 | Isoniazid
51281503 | Amithiozone or thiacetazone
51281504 | Pyrazinamide
51281505 | Protionamide
51281506 | Aminosalicylic acid
51281507 | Ethionamide
51281508 | Morinamide or morphazinamide or morinamid
51281509 | Terizidone
51281510 | Tiocarlide
51281511 | Ethambutol dihydrochloride
51281512 | Verazide
51281513 | Ethambutol hydrochloride
51281514 | Isoniazid calcium pyruvate
51281515 | Isoniazid methanesulfonate
51281516 | Morinamide hydrochloride
51281517 | Fenamisal
51281601 | Bluensomycin
51281602 | Spectinomycin
51281603 | Apramycin
51281604 | Arbekacin
51281605 | Bekanamycin
51281606 | Betamicin
51281607 | Gentamicin
51281608 | Butikacin
51281609 | Daptomycin
51281610 | Dibekacin
51281611 | Dihydrostreptomycin
51281612 | Elsamicin a or elsamitrucin
51281613 | Framycetin
51281614 | Netilmicin
51281615 | Isepamicin
51281616 | Kanamycin
51281617 | Micronomicin
51281618 | Neomycin
51281620 | Paromomycin
51281621 | Propikacin
51281622 | Ribostamycin
51281623 | Sisomicin
51281624 | Streptomycin
51281625 | Telavancin
51281626 | Tobramycin
51281627 | Amikacin
51281628 | Capreomycin
51281629 | Streptoduocin
51281630 | Astromicin
51281631 | Viomycin
51281632 | Amikacin sulfate
51281633 | Apramycin sulfate
51281634 | Apramycin sulphate
51281635 | Arbekacin sulfate
51281636 | Astromicin sulfate
51281637 | Bekanamycin sulfate
51281638 | Betamicin sulfate
51281639 | Capreomycin ia
51281640 | Capreomycin ib
51281641 | Capreomycin iia
51281642 | Capreomycin iib
51281643 | Capreomycin sulfate
51281644 | Capreomycin sulphate
51281645 | Dibekacin sulfate
51281646 | Dibekacin sulphate
51281647 | Framycetin sulfate
51281648 | Framycetin sulphate
51281649 | Gentamicin a
51281650 | Gentamicin c1a
51281651 | Gentamicin sulfate
51281652 | Isepamicin sulfate
51281653 | Kanamycin a
51281654 | Kanamycin a sulfate
51281655 | Micronomicin sulfate
51281656 | Neomycin b sulphate
51281657 | Neomycin c
51281658 | Neomycin e
51281659 | Neomycin sulfate
51281660 | Neomycin sulphate
51281661 | Netilmicin sulfate
51281662 | Paromomycin i
51281663 | Paromomycin sulfate
51281664 | Ribostamycin sulfate
51281665 | Sisomicin sulfate
51281666 | Spectinomycin dihydrochloride
51281667 | Spectinomycin dihydrochloride pentahydrate
51281668 | Spectinomycin hydrochloride
51281669 | Spectinomycin hydrochloride anhydrous
51281670 | Spectinomycin sulfate
51281671 | Spectinomycin sulfate tetrahydrate
51281672 | Spectinomycin sulphate
51281673 | Streptomycin b
51281674 | Streptomycin hydrochloride
51281675 | Streptomycin sulfate
51281676 | Telavancin hydrochloride
51281677 | Tobramycin sulfate
51281678 | Tobramycin sulphate
51281679 | Viomycin hydrochloride
51281680 | Viomycin pantothenate sulfate
51281681 | Viomycin sulfate
51281682 | Viomycin trihydrochloride
51281683 | Porfiromycin
51281701 | Lenampicillin
51281702 | Amoxicillin
51281703 | Ampicillin
51281704 | Aspoxicillin
51281705 | Bacampicillin
51281706 | Ciclacillin or cyclacillin or gloximonam
51281707 | Sarmoxicillin
51281708 | Sultamicillin
51281709 | Talampicillin
51281710 | Amoxicillin anhydrous
51281711 | Amoxicillin hydrate
51281712 | Amoxicillin sodium
51281713 | Amoxicillin trihydrate
51281714 | Ampicillin anhydrous
51281715 | Ampicillin benzathine
51281716 | Ampicillin sodium
51281717 | Ampicillin trihydrate
51281718 | Bacampicillin hydrochloride
51281719 | Lenampicillin hydrochloride
51281720 | Talampicillin hydrochloride
51281801 | Idarubicin
51281802 | Aclarubicin or aclacinomycin A
51281803 | Epirubicin
51281804 | Carubicin
51281805 | Daunorubicin
51281806 | Doxorubicin
51281807 | Amrubicin
51281808 | Esorubicin
51281809 | Mitoxantrone
51281810 | Valrubicin
51281811 | Detorubicin
51281812 | Zorubicin
51281813 | Aclarubicin hydrochloride
51281814 | Amrubicin hydrochloride
51281815 | Carubicin hydrochloride
51281816 | Daunorubicin aglycone
51281817 | Doxorubicin aglycone
51281818 | Doxorubicin hydrochloride
51281819 | Epirubicin hydrochloride
51281820 | Esorubicin hydrochloride
51281821 | Idarubicin hydrochloride
51281822 | Mitoxantrone dihydrochloride
51281823 | Mitoxantrone hydrochloride
51281824 | Zorubicin hydrochloride
51281901 | Geranylhydroquinone or geroquinol
51281902 | Rifabutin
51281903 | Nemorubicin
51281904 | Olivomycin
51281905 | Plicamycin
51281906 | Puromycin
51281907 | Rufocromomycin or streptonigrin
51281908 | Streptozocin
51281909 | Antramycin or anthramycin
51281910 | Nemorubicin hydrochloride
51281911 | Olivomycin b
51281912 | Puromycin aminonucleoside
51281913 | Pirarubicin
51282001 | Dactinomycin
51282002 | Bacitracin
51282003 | Tigecycline
51282004 | Chloramphenicol or chloramphenicolum
51282005 | Tyrothricin
51282006 | Bacitracin a
51282007 | Bacitracin methylenedisalicylate
51282008 | Bacitracin zinc
51282009 | Chloramphenicol palmitate
51282010 | Chloramphenicol sodium succinate
51282011 | Chloramphenicol stearate
51282012 | Chloramphenicol succinate
51282101 | Clavulanic acid
51282102 | Amantocillin
51282103 | Azidocillin
51282104 | Carumonam
51282105 | Latamoxef or moxalactam
51282106 | Clometocillin
51282107 | Epicillin
51282108 | Faropenem
51282109 | Faropenem sodium
51282110 | Floxacillin or flucloxacillin
51282111 | Penamecillin
51282112 | Isopropicillin
51282113 | Propicillin
51282114 | Metampicillin
51282115 | Oximonam
51282116 | Pivampicillin
51282117 | Sulbenicillin
51282118 | Ciclacillin or gloximonam
51282119 | Hetacillin
51282120 | Azidocillin potassium
51282121 | Sulbactam
51282122 | Azidocillin sodium
51282123 | Sulopenem
51282124 | Carumonam sodium
51282125 | Tameticillin
51282126 | Clometocillin potassium
51282127 | Tazobactam
51282128 | Faropenem daloxate
51282129 | Faropenem medoxomil
51282130 | Flucloxacillin sodium
51282131 | Hetacillin potassium
51282132 | Metampicillin sodium
51282133 | Moxalactam disodium
51282134 | Oximonam sodium
51282135 | Pivampicillin hydrochloride
51282136 | Pivampicillin pamoate
51282137 | Propicillin potassium
51282138 | Sulbenicillin disodium
51282139 | Sulbenicillin sodium
51282140 | Furbucillin
51282201 | Cefotetan
51282202 | Cefoxitin
51282203 | Flomoxef
51282204 | Cefmetazole
51282205 | Cefmetazole sodium
51282206 | Cefotetan disodium
51282207 | Cefotetan sodium
51282208 | Cefoxitin sodium
51282209 | Flomoxef sodium
51282301 | Azithromycin
51282302 | Clarithromycin
51282303 | Dirithromycin
51282304 | Erythromycin
51282305 | Erythromycin ethylcarbonate
51282306 | Flurithromycin
51282307 | Lexithromycin
51282308 | Roxithromycin
51282309 | Azithromycin anhydrous
51282310 | Azithromycin dihydrate
51282311 | Clarithromycin lactobionate
51282312 | Erythromycin a
51282313 | Erythromycin aspartate
51282314 | Erythromycin e
51282315 | Erythromycin enol ether
51282316 | Erythromycin estolate
51282317 | Erythromycin ethyl succinate
51282318 | Erythromycin ethylsuccinate
51282319 | Erythromycin f
51282320 | Erythromycin gluceptate
51282321 | Erythromycin glucoheptonate
51282322 | Erythromycin lactobionate
51282323 | Erythromycin oxime
51282324 | Erythromycin phosphate
51282325 | Erythromycin propionate
51282326 | Erythromycin salnacedin
51282327 | Erythromycin stearate
51282328 | Erythromycin succinate
51282329 | Erythromycin thiocyanate
51282401 | Amdinocillin or mecillinam
51282402 | Pivmecillinam or amdinocillin pivoxil
51282403 | Azlocillin
51282404 | Carbenicillin
51282405 | Carindacillin
51282406 | Fuzlocillin
51282407 | Mezlocillin
51282408 | Mezlocillin sodium
51282409 | Piperacillin
51282410 | Temocillin
51282411 | Ticarcillin
51282412 | Azlocillin sodium
51282413 | Carbenicillin disodium
51282414 | Carbenicillin indanyl
51282415 | Carbenicillin indanyl sodium
51282416 | Carbenicillin phenyl
51282417 | Carbenicillin phenyl sodium
51282418 | Carbenicillin sodium
51282419 | Carindacillin sodium
51282420 | Mezlocillin sodium monohydrate
51282421 | Piperacillin anhydrous
51282422 | Piperacillin hydrate
51282423 | Piperacillin sodium
51282424 | Pivmecillinam hydrochloride
51282425 | Temocillin sodium
51282426 | Ticarcillin cresyl sodium
51282427 | Ticarcillin disodium
51282428 | Ticarcillin sodium
51282501 | Cefacetrile or cephacetrile
51282502 | Cefadroxil
51282503 | Cefalexin or cephalexin
51282504 | Cefaloglycin or cephaloglycin
51282505 | Cefaloridine or cephaloridine
51282506 | Cefalotin or cephalothin
51282507 | Cefroxadine
51282508 | Cefatrizine
51282509 | Cefazaflur
51282510 | Cefazedone
51282511 | Cefazolin or cefazoline or cephazolin
51282513 | Ceftezole
51282514 | Cephalexin
51282516 | Cefapirin or cephapirin
51282517 | Cefradine or cephradine
51282518 | Cefmepidium
51282519 | Cefacetrile sodium
51282520 | Cefadroxil hemihydrate
51282521 | Cefadroxil monohydrate
51282522 | Cefalexin hydrochloride
51282523 | Cefalexin monohydrate
51282524 | Cefalexin sodium
51282525 | Cefalotin sodium
51282526 | Cefapirin sodium
51282527 | Cefatrizine compd with propylene glycol
51282528 | Cefatrizine propylene glycol
51282529 | Cefazaflur sodium
51282530 | Cefazedone sodium
51282531 | Cefazolin benzathine
51282532 | Cefazolin sodium
51282533 | Cefmepidium chloride
51282534 | Ceftezole sodium
51282601 | Cefpirome
51282602 | Cefepime
51282603 | Cefluprenam
51282604 | Cefoselis
51282605 | Cefozopran
51282606 | Cefquinome
51282607 | Cefovecin
51282608 | Cefepime dihydrochloride
51282609 | Cefepime dihydrochloride monohydrate
51282610 | Cefepime hydrochloride
51282611 | Cefoselis sulfate
51282612 | Cefovecin sodium
51282613 | Cefozopran hydrochloride
51282614 | Cefpirome sulfate
51282615 | Cefquinome sulfate
51282701 | Teicoplanin
51282702 | Vancomycin
51282703 | Vancomycin hydrochloride
51282704 | Dalbavancin
51282705 | Vancomycin monohydrochloride
51282801 | Tinidazole
51282802 | Coumamycin
51282803 | Ornidazole
51282804 | Secnidazole
51282805 | Propenidazole
51282806 | Dimetridazole
51282807 | Telithromycin
51282808 | Metronidazole
51282809 | Nimorazole
51282810 | Metronidazole benzoate
51282811 | Metronidazole hydrochloride
51282812 | Metronidazole phosphate
51282901 | Cinoxacin
51282902 | Alatrofloxacin
51282903 | Amifloxacin
51282904 | Balofloxacin
51282905 | Besifloxacin
51282906 | Besifloxacin hydrochloride
51282907 | Binfloxacin
51282908 | Cadrofloxacin
51282909 | Ciprofloxacin
51282910 | Clinafloxacin
51282911 | Danofloxacin
51282912 | Dequalinium
51282913 | Difloxacin
51282914 | Gemifloxacin
51282915 | Ecenofloxacin
51282916 | Enrofloxacin
51282917 | Fandofloxacin
51282918 | Fleroxacin
51282919 | Flumequine
51282920 | Garenoxacin
51282921 | Gatifloxacin
51282922 | Merafloxacin
51282923 | Grepafloxacin
51282924 | Ibafloxacin
51282925 | Irloxacin
51282926 | Levofloxacin
51282927 | Lomefloxacin
51282928 | Marbofloxacin
51282929 | Pefloxacin
51282930 | Miloxacin
51282931 | Moxifloxacin
51282932 | Norfloxacin
51282933 | Olamufloxacin
51282934 | Orbifloxacin
51282935 | Oxolinic acid
51282936 | Pazufloxacin
51282937 | Sitafloxacin
51282938 | Pipemidic acid
51282939 | Piromidic acid
51282940 | Premafloxacin
51282941 | Prulifloxacin
51282942 | Rosoxacin
51282943 | Rufloxacin
51282944 | Sparfloxacin
51282945 | Temafloxacin
51282946 | Temafloxacin hydrochloride
51282947 | Tioxacin
51282948 | Tosufloxacin
51282949 | Trovafloxacin
51282950 | Sarafloxacin
51282951 | Nalidixic acid
51282952 | Decoquinate
51282953 | Enoxacin
51282954 | Enoxacin sesquihydrate
51282955 | Esafloxacin
51282956 | Ofloxacin
51282957 | Ofloxacin hydrochloride
51283001 | Pirlimycin
51283002 | Clindamycin
51283003 | Clindamycin hydrochloride
51283004 | Clindamycin palmitate
51283005 | Clindamycin palmitate hydrochloride
51283006 | Clindamycin phosphate
51283007 | Pirlimycin hydrochloride
51283101 | Anidulafungin
51283102 | Caspofungin
51283103 | Cilofungin
51283104 | Colistimethate
51283105 | Micafungin
51283106 | Polymyxin b
51283107 | Caspofungin acetate
51283108 | Colistimethate sodium
51283109 | Micafungin sodium
51283110 | Clofazimine
51283111 | Cuprimyxin
51283112 | Gramicidin
51283201 | Filipin
51283202 | Filipin iii
51283203 | Josamycin
51283204 | Tylosin
51283205 | Oleandomycin
51283206 | Rokitamycin
51283207 | Sedecamycin
51283208 | Spiramycin
51283209 | Tilmicosin
51283210 | Troleandomycin
51283211 | Fidaxomicin
51283212 | Mepartricin
51283213 | Mirosamicin
51283214 | Josamycin propionate
51283215 | Relomycin
51283216 | Triacetyloleandomycin or troleandomycin
51283217 | Josamycin tartrate
51283218 | Mepartricin a
51283219 | Mepartricin b
51283220 | Oleandomycin phosphate
51283221 | Spiramycin adipate
51283222 | Spiramycin i
51283223 | Tilmicosin phosphate
51283224 | Tylosin phosphate
51283225 | Tylosin tartrate
51283301 | Cycloserine
51283302 | Eperezolid
51283303 | Linezolid
51283304 | Cycloserine tartrate
51283305 | Levofuraltadone
51283306 | Levofuraltadone hydrochloride
51283401 | Penicillin o
51283402 | Adicillin or penicillin n
51283403 | Apalcillin
51283404 | Carfecillin
51283405 | Benzylpenicillin or penicillin g
51283406 | Penicillin V or phenoxymethylpenicillin
51283407 | Pheneticillin or phenethicillin
51283408 | Prazocillin
51283409 | Procaine benzylpenicillin or procaine penicillin g
51283410 | Sarpicillin
51283411 | Piroxicillin
51283412 | Apalcillin sodium
51283413 | Rotamicillin
51283414 | Benzylpenicillin potassium
51283415 | Tobicillin
51283416 | Benzylpenicillin sodium
51283417 | Carfecillin sodium
51283418 | Pheneticillin potassium
51283419 | Phenoxymethylpenicillin calcium
51283420 | Phenoxymethylpenicillin potassium
51283421 | Fenbenicillin
51283422 | Fumoxicillin
51283423 | Oxetacillin
51283501 | Cloxacillin
51283502 | Dicloxacillin
51283503 | Methicillin or meticillin
51283504 | Nafcillin
51283505 | Oxacillin
51283506 | Cloxacillin benzathine
51283507 | Cloxacillin sodium
51283508 | Cloxacillin sodium anhydrous
51283509 | Dicloxacillin sodium
51283510 | Dicloxacillin sodium anhydrous
51283511 | Dicloxacillin sodium monohydrate
51283512 | Meticillin sodium
51283513 | Nafcillin sodium
51283514 | Nafcillin sodium anhydrous
51283515 | Nafcillin sodium monohydrate
51283516 | Oxacillin sodium
51283517 | Oxacillin sodium anhydrous
51283601 | Rifampicin or rifampin
51283602 | Rifamycin
51283603 | Rifapentine
51283604 | Rifaximin
51283605 | Rifametane
51283606 | Rifamycin amp
51283607 | Rifamycin b
51283608 | Rifamycin b diethylamide
51283609 | Rifamycin o
51283610 | Rifamycin s
51283611 | Rifamycin sodium
51283612 | Rifamycin sv
51283701 | Cefaclor
51283702 | Cefamandole
51283703 | Cefbuperazone
51283704 | Cefetrizole
51283705 | Cefminox
51283706 | Cefonicid
51283707 | Ceforanide
51283708 | Cefotiam
51283709 | Cefprozil
51283710 | Cefuzonam
51283711 | Loracarbef
51283712 | Cefuroxime
51283713 | Cefaclor anhydrous
51283714 | Cefamandole nafate
51283715 | Cefamandole sodium
51283716 | Cefbuperazone sodium
51283717 | Cefminox sodium
51283718 | Cefonicid monosodium
51283719 | Cefonicid sodium
51283720 | Cefotiam dihydrochloride
51283721 | Cefotiam hexetil hydrochloride
51283722 | Cefotiam hydrochloride
51283723 | Cefprozil anhydrous
51283724 | Cefuroxime axetil
51283725 | Cefuroxime pivoxetil
51283726 | Cefuroxime sodium
51283727 | Cefuzonam sodium
51283728 | Loracarbef monohydrate
51283801 | Dalfopristin
51283802 | Pristinamycin or pristinamycine
51283803 | Quinupristin
51283804 | Volpristin
51283805 | Virginiamycin
51283901 | Sulfacetamide
51283902 | Mafenide
51283903 | Phthalylsulfathiazole
51283904 | Silvadene or silver sulfadiazine
51283905 | Succinylsulfathiazole
51283906 | Sulfabenzamide
51283907 | Sulfacitine or sulfacytine
51283908 | Sulfadiazine
51283909 | Sulfadimethoxine
51283910 | Sulfadimethazine or sulfadimidine or sulfamidine
51283911 | Sulfadoxine or sulphadoxine
51283912 | Sulfafurazole or sulfisoxazole or sulphafurazole
51283913 | Sulfametoxydiazine or sulfamethoxydiazine sulfameter
51283914 | Sulfaguanidine
51283915 | Sulfalene or sulfamethopyrazine
51283916 | Sulfamazone
51283917 | Sulfamerazine
51283918 | Sulfamethizole
51283919 | Sulfamethoxazole
51283920 | Sulfamethoxypyridazine
51283921 | Sulfametomidine or sulfamethomidine
51283922 | Sulfathiourea
51283923 | Sulfametrole
51283924 | Sulfamoxole
51283925 | Sulfaperin or sulfaperine
51283926 | Sulfaphenazole
51283927 | Sulfapyridine
51283928 | Sulfaquinoxaline
51283929 | Sulfathiazole
51283930 | Sulfatolamide
51283931 | Sulfaisodimidine or sulfamethin or sulfisomidine or sulphasomidine
51283932 | Sulfanilamide or sulphanilamide
51283933 | Aldesulfone sodium or sulfoxone
51283934 | Sulfatrozole
51283935 | Sulfadicramide
51283936 | Sulfafenazol
51283937 | Mafenide acetate
51283938 | Salazosulfathiazole
51283939 | Mafenide hydrochloride
51283940 | Sulfachlorpyridazine or sulfaclozine
51283941 | Sulfacetamide sodium
51283942 | Sulfachrysoidine
51283943 | Sulfacetamide sodium anhydrous
51283944 | Sulfaclomide
51283945 | Sulfadiazine silver
51283946 | Sulfamonomethoxine
51283947 | Sulfadiazine sodium
51283948 | Sulfanitran
51283949 | Sulfamerazine sodium
51283950 | Sulfaproxyline
51283951 | Sulfamethoxazole sodium
51283952 | Sulfarsphenamine
51283953 | Sulfaquinoxaline sodium
51283954 | Vanyldisulfamide
51283955 | Sulfathiazole sodium
51283956 | Sulfathiazole sodium monohydrate
51283957 | Sulfathiazole zinc
51283958 | Sulfisomidine sodium
51283959 | Benzylsulfamide
51283960 | Ditolamide
51283961 | Glucosulfamide
51283962 | Mesulfamide
51283963 | Phthalylsulfamethizole
51284001 | Apicycline
51284002 | Chlortetracycline
51284003 | Clomocycline
51284004 | Demeclocycline
51284005 | Demecycline
51284006 | Doxycycline
51284007 | Etamocycline
51284008 | Guamecycline
51284009 | Lymecycline
51284010 | Meclocycline
51284011 | Metacycline or methacycline
51284012 | Minocycline
51284013 | Nitrocycline
51284014 | Oxytetracycline
51284015 | Pipacycline
51284016 | Rolitetracycline
51284017 | Tetracycline
51284018 | Chlortetracycline bisulfate
51284019 | Chlortetracycline calcium
51284020 | Chlortetracycline hydrochloride
51284021 | Clomocycline sodium
51284022 | Demeclocycline calcium
51284023 | Demeclocycline hydrochloride
51284024 | Doxycycline anhydrous
51284025 | Doxycycline calcium
51284026 | Doxycycline fosfatex
51284027 | Doxycycline hyclate
51284028 | Doxycycline hydrochloride
51284029 | Doxycycline hydrochloride hemiethanolate hemihydrate
51284030 | Doxycycline monohydrate
51284031 | Doxycycline phosphate
51284032 | Guamecycline dihydrochloride
51284033 | Meclocycline sulfosalicylate
51284034 | Methacycline hydrochloride
51284035 | Minocycline hydrochloride
51284036 | Oxytetracycline anhydrous
51284037 | Oxytetracycline calcium
51284038 | Oxytetracycline dihydrate
51284039 | Oxytetracycline hydrochloride
51284040 | Rolitetracycline nitrate
51284041 | Rolitetracycline nitrate anhydrous
51284042 | Tetracycline guaiacolsulfonate
51284043 | Tetracycline hydrochloride
51284044 | Tetracycline metaphosphate
51284045 | Tetracycline phosphate
51284046 | Tetracycline phosphate complex
51284047 | Tetracycline trihydrate
51284101 | Cefcapene
51284102 | Cefdaloxime
51284103 | Cefdinir
51284104 | Cefditoren
51284105 | Cefetamet
51284106 | Cefixime
51284107 | Cefmenoxime
51284108 | Ceftazidime
51284109 | Cefotaxime
51284110 | Cefpimizole
51284111 | Cefpiramide
51284112 | Cefpodoxime
51284113 | Cefsulodin
51284114 | Cefteram
51284115 | Ceftibuten
51284116 | Ceftiofur
51284117 | Ceftiolene
51284118 | Ceftioxide
51284119 | Ceftriaxone
51284120 | Ceftizoxime
51284121 | Cefoperazone
51284122 | Cefodizime
51284123 | Cefcapene pivoxil
51284124 | Cefcapene pivoxil hydrochloride
51284125 | Cefditoren pivaloyloxymethyl ester
51284126 | Cefditoren pivoxil
51284127 | Cefetamet pivaloyloxymethyl ester
51284128 | Cefetamet pivoxil
51284129 | Cefetamet pivoxil hydrochloride
51284130 | Cefixime anhydrous
51284131 | Cefixime trihydrate
51284132 | Cefmenoxime hydrochloride
51284133 | Cefodizime disodium
51284134 | Cefodizime sodium
51284135 | Cefoperazone sodium
51284136 | Cefotaxime sodium
51284137 | Cefpimizole sodium
51284138 | Cefpiramide sodium
51284139 | Cefpodoxime proxetil
51284140 | Cefsulodin sodium
51284141 | Ceftazidime pentahydrate
51284142 | Ceftazidime sodium
51284143 | Cefteram pivaloyloxymethyl ester
51284144 | Cefteram pivoxil
51284145 | Ceftibuten dihydrate
51284146 | Ceftiofur hydrochloride
51284147 | Ceftiofur sodium
51284148 | Ceftizoxime alapivoxil
51284149 | Ceftizoxime sodium
51284150 | Ceftriaxone sodium
51284301 | Azidamfenicol
51284302 | Florfenicol
51284303 | Thiamphenicol
51284304 | Racefenicol or racephenicol
51284305 | Thiamphenicol aminoacetate hydrochloride
51284306 | Thiamphenicol glycinate
51284307 | Thiamphenicol glycinate hydrochloride
51284401 | Ceftaroline fosamil
51284402 | Ceftobiprole
51284403 | Ceftobiprole medocaril
51284501 | Lincomycin
51284502 | Aztreonam
51284503 | Colistin
51284504 | Bambermycin
51284505 | Aztreonam lysine
51284506 | Colistin sulfate
51284507 | Lincomycin hydrochloride
51284508 | Lincomycin hydrochloride anhydrous
51284509 | Lincomycin hydrochloride monohydrate
51284601 | Biapenem
51284602 | Doripenem
51284603 | Ertapenem
51284604 | Imipenem
51284605 | Meropenem
51284606 | Panipenem
51284607 | Doripenem hydrate
51284608 | Doripenem monohydrate
51284609 | Ertapenem disodium
51284610 | Ertapenem sodium
51284611 | Imipenem anhydrous
51284612 | Meropenem anhydrous
51284613 | Meropenem trihydrate
51284701 | Xibornol
51284703 | Cloxiqine or cloxyquin
51284704 | Midecamycin
51284705 | Penoctonium
51284706 | Retapamulin
51284708 | Distamycin a or stallimycin
51284709 | Tiamulin
51284710 | Valnemulin
51284711 | Midecamycin acetate
51284712 | Penoctonium bromide
51284713 | Stallimycin hydrochloride
51284714 | Sulfadiasulfone sodium
51284715 | Tiamulin fumarate
51284716 | Tiamulin hydrogen fumarate
51284717 | Azamulin
51284801 | Benzalkonium/lidocaine
51284802 | Benzethonium chloride/corn starch/kaolin/zinc oxide
51284803 | Camphor/corn starch/eucalyptus/kaolin/triclosan/zinc oxide
51284804 | Chlorhexidine gluconate/ispropyl alcohol
51284805 | Ichthammol/lanolin/petrolatum
51284806 | Iodine/potassium iodide
51284807 | Iodine/sodium iodide
51284901 | Sulfamethizole/trimethoprim
51284902 | Aztreonam/dextrose
51284903 | Cilastatin/imipenem
51284904 | Methenamine/potassium phosphate
51284905 | Methenamine/sodium biphosphate
51284906 | Methinamine/sodium salicylate
51284907 | Phenazopyridine/sulfamethizole
51284908 | Phenazopyridine/sulfamethoxazole
51284909 | Phenazopyridine/sulfisoxazole
51284910 | Sulfadiazine/sulfamerazine/sulfamethazine
51284911 | Sulfamethoxazole/trimethoprim
51285001 | Clavulanate/ticarcillin
51285002 | Dextrose/ticarcillin
51285003 | Piperacillin/tazobactam
51285101 | Amoxicillin/clarithromycin/lansoprazole
51285102 | Bismuth subsalicylate/metronidazole/tetracycline
51285103 | Bismuth/metronidazole/tetracycline
51285201 | Baquiloprim
51285202 | Epiroprim
51285203 | Trimethoprim
51285204 | Trimethoprim hydrochloride
51285205 | Trimethoprim pamoate
51285206 | Trimethoprim sulfate
51285301 | Ranbezolid
51285302 | Furazolidone
51285303 | Nifurquinazol
51285304 | Nifurtoinol
51285305 | Nifurzide
51285306 | Furalazine
51285307 | Nitrofurantoin
51285308 | Furaltadone
51285309 | Furaltadone hydrochloride
51285310 | Nifuradene
51285311 | Nifuralide
51285312 | Nifurethazone
51285313 | Nifurimide
51285314 | Nifurizone
51285315 | Nifurmazole
51285316 | Nifuroxime
51285317 | Nifurpirinol
51285318 | Nifurvidine
51285319 | Nifuratel
51285401 | Cefaloram
51285402 | Cefedrolor
51285403 | Cefivitril
51285404 | Cefoxazole
51285405 | Cefrotil
51285406 | Cefuracetime
51285407 | Cefcanel
51285408 | Cefmatilen
51285409 | Cefsumide
51285501 | Clazuril
51285502 | Clofoctol
51285503 | Ditophal
51285504 | Fusidate or fusidic acid
51285505 | Oxibetaine
51285506 | Cefempidone
51285507 | Heliomycin
51285601 | Azacosterol
51285602 | Azacosterol hydrochloride
51285603 | Delmopinol
51285604 | Delmopinol hydrochloride
51285605 | Lasalocid
51285606 | Lasalocid a
51285607 | Lasalocid sodium
51285701 | Betamipron
51285702 | Tolfamide
51285801 | Aconiazide
51285802 | Hexamidine
51285803 | Hexamidine diisethionate
51285804 | Hexamine mandelate
51285805 | Hexamine or methenamine
51285806 | Opiniazide
51285901 | Benurestat
51285902 | Cilastatin
51285903 | Cilastatin sodium
51285904 | Dectaflur
51285905 | Etisomicin
51285906 | Hexamethylenetetramine or methenamine hippurate
51285907 | Methenamine mandelate
51285908 | Pirtenidine
51286001 | Dichlorophenarsine
51286101 | Enoxamast
51286102 | Hexedine
51286201 | Fosfomycin
51286202 | Fosfomycin calcium
51286203 | Fosfomycin calcium monohydrate
51286204 | Fosfomycin disodium
51286205 | Fosfomycin sodium
51286206 | Fosfomycin trometamol
51286207 | Fosfomycin tromethamine
51286208 | Fosmidomycin
51286301 | Picloxydine
51286302 | Picloxydine dihydrochloride
51286401 | Octapinol
51286402 | Pecocycline
51286501 | Mupirocin
51286502 | Mupirocin calcium
51286503 | Narasin
51286504 | Novobiocin
51286505 | Novobiocin calcium
51286601 | Efrotomycin
51286602 | Ftivazide
51286701 | Aditoprim
51286702 | Brodimoprim
51286703 | Iclaprim
51286704 | Metioprim
51286705 | Ormetoprim
51286706 | Talmetoprim
51286707 | Tetroxoprim
51286708 | Vaneprim
51286801 | Chlorquinaldol
51286802 | Iclaprim mesilate or mesylate
51286803 | Nitroxoline
51286804 | Proquinolate
51286901 | Carbadox
51286902 | Cinoquidox
51286903 | Drazidox
51286904 | Levcycloserine
51286905 | Mequidox
51286906 | Olaquindox
51287001 | Acedapsone
51287002 | Acetosulfone or sulfadiasulfone
51287003 | Chaulmosulfone
51287004 | Dapsone
51287005 | Diathymosulfone
51287006 | Glucosulfone
51287007 | Glucosulfone sodium
51287008 | Solasulfone
51287009 | Antibacterial ureas
51287010 | Dicloralurea
51287011 | Etocarlide
51291501 | Feprosidnine
51291502 | Almoxatone
51291503 | Befloxatone
51291504 | Cimoxatone
51291505 | Cyclazodone
51291506 | Deximafen
51291507 | Ebalzotan
51291508 | Efetozole
51291509 | Fenmetozole
51291510 | Fezolamine
51291511 | Isocarboxazid
51291512 | Nefazodone
51291513 | Toloxatone
51291514 | Fenmetozole hydrochloride
51291515 | Fezolamine fumarate
51291516 | Nefazodone hydrochloride
51291601 | Dimetacrine
51291602 | Monometacrine
51291603 | Dimetacrine bitartrate
51291701 | Venlafaxine
51291702 | Cericlamine
51291703 | Clemeprol
51291704 | Desvenlafaxine
51291705 | Fenpentadiol
51291706 | Flerobuterol
51291707 | Isamoltan
51291708 | Setazindol
51291709 | Bipenamol
51291710 | Bipenamol hydrochloride
51291711 | Desvenlafaxine succinate
51291712 | Venlafaxine hydrochloride
51291801 | Agomelatine
51291802 | Eclanamine
51291803 | Moclobemide
51291804 | Nitrafudam
51291805 | Eclanamine maleate
51291806 | Nitrafudam hydrochloride
51291901 | Napactadine
51291902 | Alaproclate
51291903 | Nitracrine
51291904 | Hypericum or saint johns wart
51291905 | Napactadine hydrochloride
51291906 | Nitracrine dihydrochloride
51291907 | Oxitriptan
51292001 | Adrafinil
51292002 | Amiflamine
51292003 | Ansoxetine
51292004 | Citalopram
51292005 | Clorgiline
51292006 | Dapoxetine
51292007 | Melitracen
51292008 | Diisopromine or disoprominum
51292009 | Escitalopram
51292010 | Flunamine
51292011 | Fluoxetine
51292012 | Fluoxetine hydrochloride
51292013 | Fluvoxamine
51292014 | Medifoxamine
51292015 | Nisoxetine
51292016 | Sertraline
51292017 | Talopram
51292018 | Tranylcypromine
51292019 | Citalopram hydrobromide
51292020 | Citalopram hydrochloride
51292021 | Dapoxetine hydrochloride
51292022 | Diisopromine hydrochloride
51292023 | Escitalopram oxalate
51292024 | Fluvoxamine maleate
51292025 | Medifoxamine fumarate
51292026 | Melitracen hydrochloride
51292027 | Sertraline hydrochloride
51292028 | Talopram hydrochloride
51292029 | Tranylcypromine sulfate
51292030 | Tranylcypromine sulphate
51292101 | Danitracen
51292102 | Levoprotiline
51292103 | Litracen
51292104 | Maprotiline
51292105 | Levoprotiline hydrochloride
51292106 | Maprotiline hydrochloride
51292107 | Maprotiline mesilate or mesylate
51292201 | Etacepride
51292202 | Flubepride
51292203 | Irolapride
51292204 | Itopride
51292205 | Mosapride
51292206 | Sevopramide
51292207 | Itopride hydrochloride
51292208 | Mosapride citrate
51292301 | Mosapramine
51292302 | Dembrexine
51292303 | Tropanserin
51292304 | Etrabamine
51292305 | Mosapramine dihydrochloride
51292306 | Tropanserin hydrochloride
51292401 | Bifemelane
51292402 | Fengabine
51292403 | Bifemelane hydrochloride
51292501 | Flibanserin
51292502 | Itasetron
51292601 | Clorazepate
51292602 | Zomebazam
51292603 | Aptazapine
51292604 | Ftormetazine
51292605 | Aptazapine maleate
51292606 | Clorazepate dipotassium
51292607 | Clorazepate monopotassium or potassium clorazepate
51292701 | Cilobamine
51292702 | Encyprate
51292703 | Metralindole
51292704 | Cinanserin
51292705 | Cilobamine mesilate or mesylate
51292706 | Cinanserin hydrochloride
51292707 | Metralindole hydrochloride
51292801 | Milnacipran
51292802 | Amoxapine
51292803 | Doxepin
51292804 | Lysergide
51292805 | Doxepin hydrochloride
51292806 | Milnacipran hydrochloride
51292901 | Cianopramine
51292902 | Clomipramine
51292903 | Depramine
51292904 | Desipramine
51292905 | Desipramine hydrochloride
51292906 | Homopipramol
51292907 | Imipramine or melipramine or prazepine
51292908 | Mirtazapine
51292909 | Lofepramine
51292910 | Maroxepin
51292911 | Metapramine
51292912 | Mianserin
51292913 | Opipramol
51292914 | Tiracizine
51292915 | Trimipramine
51292916 | Dibenzepin
51292917 | Clomipramine hydrochloride
51292918 | Desipramine trifluoroacetate
51292919 | Dibenzepin hydrochloride
51292920 | Imipramine embonate
51292921 | Imipramine hydrochloride
51292922 | Imipramine pamoate
51292923 | Lofepramine hydrochloride
51292924 | Mianserin hydrochloride
51292925 | Mirtazapine hemihydrate
51292926 | Opipramol dihydrochloride
51292927 | Opipramol hydrochloride
51292928 | Tiracizine hydrochloride
51292929 | Trimipramine maleate
51293001 | Nortriptyline
51293002 | Amitriptyline
51293003 | Amitriptylinoxide
51293004 | Benzaprinoxide
51293005 | Butriptyline
51293006 | Cotriptyline
51293007 | Noxiptiline
51293008 | Protriptyline
51293009 | Amineptine
51293010 | Amineptine hydrochloride
51293011 | Amineptine sodium
51293012 | Amitriptyline hydrochloride
51293013 | Amitriptyline pamoate
51293014 | Butriptyline hydrochloride
51293015 | Nortriptyline hydrochloride
51293016 | Noxiptiline hydrochloride
51293017 | Protriptyline hydrochloride
51293101 | Adafenoxate
51293102 | Iproclozide
51293201 | Iproniazid or iproniazide
51293202 | Phenelzine
51293203 | Pheniprazine
51293204 | Phenelzine sulfate
51293205 | Phenelzine sulphate
51293206 | Pheniprazine hydrochloride
51293401 | Cirazoline
51293402 | Bupropion
51293403 | Nialamide
51293404 | Tofenacin
51293405 | Deprodone
51293406 | Deprodone propionate
51293407 | Tofenacin hydrochloride
51293501 | Pirandamine
51293502 | Indatraline
51293503 | Pirandamine hydrochloride
51293601 | Roxindole
51293602 | Amedalin
51293603 | Amedalin hydrochloride
51293604 | Azepindole
51293605 | Binedaline
51293606 | Ciclazindol
51293607 | Ciclindole or cyclindole
51293608 | Iprindole
51293609 | Pirlindole
51293610 | Tiflucarbine
51293611 | Tipindole
51293612 | Binedaline hydrochloride
51293613 | Iprindole hydrochloride
51293614 | Pirlindole hydrochloride
51293615 | Roxindole mesilate
51293701 | Diclofensine
51293702 | Nomifensine
51293703 | Nomifensine maleate
51293801 | Pirolazamide
51293802 | Modaline
51293803 | Modaline sulfate
51293901 | Oxabrexine
51293902 | Cinfenine
51294001 | Aprepitant
51294002 | Eprobemide
51294101 | Dexnafenodone
51294102 | Nafenodone
51294201 | Bazinaprine
51294202 | Caroxazone
51294203 | Fenmetramide
51294204 | Indeloxazine
51294205 | Oxaflozane
51294206 | Paraxazone
51294207 | Reboxetine
51294208 | Teniloxazine
51294209 | Indeloxazine hydrochloride
51294210 | Oxaflozane hydrochloride
51294211 | Reboxetine mesilate or mesylate
51294301 | Quisultazine
51294302 | Losindole
51294303 | Cotinine
51294304 | Ganaxolone
51294305 | Cotinine fumarate
51294401 | Mezilamine
51294402 | Adatanserin
51294403 | Aripiprazole
51294404 | Befuraline
51294405 | Delfaprazine
51294406 | Etoperidone
51294407 | Metoxepin
51294408 | Oxypertine
51294409 | Piberaline
51294410 | Tebatizole
51294411 | Trazitiline
51294412 | Trazodone
51294413 | Vanoxerine
51294414 | Vilazodone
51294415 | Adatanserin hydrochloride
51294416 | Aripiprazole cavoxil
51294417 | Aripiprazole lauroxil
51294418 | Befuraline hydrochloride
51294419 | Etoperidone hydrochloride
51294420 | Oxypertine hydrochloride
51294421 | Trazodone hydrochloride
51294422 | Vilazodone hydrochloride
51294501 | Ivoqualine
51294502 | Altanserin
51294503 | Brofaromine
51294504 | Enefexine
51294505 | Femoxetine
51294506 | Hepzidine
51294507 | Ifoxetine
51294508 | Litoxetine
51294509 | Metioxate
51294510 | Omiloxetine
51294511 | Panuramine
51294512 | Paroxetine
51294513 | Paroxetine hydrochloride
51294514 | Seganserin
51294515 | Azaloxan
51294516 | Altanserin tartrate
51294517 | Azaloxan fumarate
51294518 | Femoxetine hydrochloride
51294519 | Paroxetine acetate
51294520 | Paroxetine hydrochloride hemihydrate
51294521 | Paroxetine hydrochloride hydrate
51294522 | Paroxetine maleate
51294523 | Paroxetine mesilate or mesylate
51294601 | Minaprine
51294602 | Pipofezine
51294603 | Minaprine hydrochloride
51294701 | Dicarbine
51294702 | Nomelidine
51294703 | Pirisudanol or pyrisuccideanol
51294801 | Gepirone
51294802 | Rofelodine
51294803 | Gepirone hydrochloride
51294901 | Tianeptine
51294902 | Aceprometazine
51294903 | Dosulepin
51294904 | Ftorpropazine
51294905 | Nuclotixene
51294906 | Pizotifen or pizotyline
51294907 | Tienopramine
51294908 | Aceprometazine maleate
51294909 | Dosulepin hydrochloride
51294910 | Tianeptine sodium
51295001 | Atibeprone
51295002 | Dexamisole
51295101 | Beloxepin
51295102 | Clodazon
51295103 | Dazadrol
51295104 | Fantridone
51295105 | Clodazon hydrochloride
51295106 | Clodazon hydrochloride anhydrous
51295107 | Dazadrol maleate
51295108 | Fantridone hydrochloride
51295301 | Alnespirone
51295302 | Eprovafen
51295303 | Trazium esilate
51301601 | Chlorphenesin
51301602 | Piroctone olamine or octopirox or piroctone ethanolamine
51301603 | Chlorphenesin carbamate
51301701 | Buclosamide
51301702 | Exalamide
51301801 | Butenafine
51301802 | Butenafine hydrochloride
51301803 | Naftifine
51301804 | Naftifine hydrochloride
51301901 | Acrisorcin
51301902 | Saperconazole
51301903 | Chlormidazole
51301904 | Griseofulvin
51301905 | Chlormidazole hydrochloride
51302001 | Caprylic acid or Octanoic acid
51302002 | Sodium caprylate
51302003 | Sulfiram
51302004 | Tolnaftate
51302005 | Tolciclate
51302101 | Oxifungin
51302102 | Triafungin
51302103 | Oxifungin hydrochloride
51302301 | Croconazole hydrochloride
51302302 | Becliconazole
51302303 | Bifonazole
51302304 | Brolaconazole
51302305 | Chlordantoin or clodantoin
51302306 | Climbazole
51302307 | Croconazole
51302308 | Clotrimazole
51302309 | Isoconazole
51302310 | Democonazole
51302311 | Doconazole
51302312 | Eberconazole
51302313 | Econazole
51302314 | Enilconazole
51302315 | Fenticonazole
51302316 | Flutrimazole
51302317 | Sertaconazole
51302318 | Ketoconazole
51302319 | Lanoconazole
51302320 | Miconazole
51302321 | Neticonazole
51302322 | Omoconazole
51302323 | Oxiconazole
51302324 | Sulconazole
51302325 | Tioconazole
51302326 | Valconazole
51302327 | Zoficonazole
51302328 | Butoconazole
51302329 | Abunidazole
51302330 | Butoconazole nitrate
51302331 | Econazole nitrate
51302332 | Enilconazole for veterinary use
51302333 | Enilconazole sulfate
51302334 | Fenticonazole mononitrate
51302335 | Fenticonazole nitrate
51302336 | Isoconazole nitrate
51302337 | Miconazole nitrate
51302338 | Neticonazole hydrochloride
51302339 | Omoconazole nitrate
51302340 | Oxiconazole nitrate
51302341 | Sertaconazole nitrate
51302342 | Sulconazole nitrate
51302401 | Amphotericin b
51302402 | Candicidin
51302403 | Natamycin
51302404 | Nystatin
51302405 | Candicidin d
51302501 | Liranaftate
51302502 | Terbinafine
51302503 | Terbinafine hydrochloride
51302601 | Fosfluconazole
51302602 | Amorolfine
51302603 | Haloprogin
51302604 | Ambruticin
51302605 | Amorolfine hydrochloride
51302701 | Chlorocresol
51302702 | Cresol
51302901 | Ciclopirox
51302902 | Rilopirox
51302903 | Ciclopirox olamine
51303001 | Flucytosine
51303002 | Voriconazole
51303101 | Pyrrolnitrin
51303102 | Pecilocin or variotin
51303103 | Albaconazole
51303104 | Thymol iodide
51303201 | Basifungin
51303202 | Clofenoxyde
51303203 | Lidimycin or lydimycin
51303204 | Nifurmerone
51303205 | Tolindate
51303206 | Bensuldazic acid
51303301 | Diamthazole or dimazole
51303302 | Fezatione
51303303 | Ravuconazole
51303304 | Ticlatone
51303401 | Alteconazole
51303402 | Fluconazole
51303403 | Itraconazole
51303404 | Posaconazole
51303406 | Flucloronide
51303407 | Terconazole
51303601 | Benzoic acid/boric acid/zinc oxide/zinc stearate
51303602 | Acetone/basic fuchsin/boric acid/resorcinol
51303603 | Acetone/boric acid/resorcinol
51303604 | Alcohol, isopropyl/undecylenic acid
51303605 | Alcohol/benzocaine/choroxylenol/resorcinol/salicylic acid
51303606 | Alcohol/benzoic acid/boric acid/zinc oxide/zinc stearate
51303607 | Ammonia/benzoic/propionic/salicylic/sodium/sodium/undecylenic acid
51303608 | Benzalkonium/cetylpyridinium/chloroxylenol/sodium/triacetin
51303609 | Benzalkonium/cetylpyridinium/chloroxylenol/triacetin
51303610 | Benzocaine/chloroxylenol/isopropyl/resorcinol/salicylic acid
51303611 | Benzoic acid/salicylic acid
51303612 | Calcium undecylenate/zinc undecylenate
51303613 | Chloroxylenol/undecylenic acid
51303614 | Diphenhydramine/lidocaine/nystatin
51303615 | Miconazole/zinc
51303616 | Undecylenic acid/zinc undecylenate
51303701 | Chlorophyll/thymol
51311601 | Nedocromil
51311602 | Efletirizine
51311603 | Mepyramine or pyrilamine
51311604 | Setastine
51311605 | Efletirizine dihydrochloride
51311606 | Mepyramine hydrochloride
51311607 | Mepyramine maleate
51311608 | Mepyramine tannate
51311609 | Nedocromil calcium
51311610 | Nedocromil sodium
51311611 | Setastine hydrochloride
51311701 | Meclizine or meclozine
51311702 | Phenyltoloxamine
51311703 | Quifenadine
51311704 | Phenyltoloxamine citrate
51311705 | Phenyltoloxamine dihydrogen citrate
51311706 | Phenyltoloxamine hydrochloride
51311801 | Astemizole
51311802 | Bilastine
51311803 | Clemizole
51311804 | Emedastine
51311805 | Mapinastine
51311806 | Mizolastine
51311807 | Clemizole hydrochloride
51311808 | Clemizole sulfate
51311809 | Clemizole sulphate
51311810 | Clemizole undecylate
51311811 | Emedastine difumarate
51311812 | Emedastine fumarate
51311901 | Cromoglicic acid or cromolyn
51311902 | Probicromil calcium
51312001 | Carebastine
51312002 | Ebastine
51312101 | Oxomemazine
51312102 | Epinastine
51312103 | Olopatadine
51312104 | Lodoxamide
51312105 | Epinastine hydrochloride
51312106 | Lodoxamide ethyl
51312107 | Lodoxamide tromethamine
51312108 | Olopatadine hydrochloride
51312109 | Oxomemazine hydrochloride
51312201 | Azatadine
51312202 | Cyproheptadine
51312203 | Desloratadine
51312204 | Loratadine
51312205 | Rupatadine
51312206 | Azatadine dimaleate
51312207 | Azatadine maleate
51312208 | Cyproheptadine hydrochloride
51312209 | Cyproheptadine hydrochloride sesquihydrate
51312210 | Rupatadine fumarate
51312301 | Bromazine or bromodiphenhydramine
51312302 | Bufenadrine
51312303 | Chlorphenoxamine
51312304 | Diphenhydramine
51312305 | Embramine
51312306 | Bromazine hydrochloride
51312307 | Chlorphenoxamine hydrochloride
51312308 | Diphenhydramine citrate
51312309 | Diphenhydramine hydrochloride
51312310 | Diphenhydramine laurylsulfate
51312311 | Diphenhydramine methiodide
51312312 | Diphenhydramine methylbromide
51312313 | Diphenhydramine salicylate
51312314 | Diphenhydramine tannate
51312315 | Embramine hydrochloride
51312401 | Chloropyramine
51312402 | Methapyrilene
51312403 | Tripelennamine
51312404 | Chlorothen
51312405 | Chloropyramine hydrochloride
51312406 | Methapyrilene fumarate
51312407 | Methapyrilene hydrochloride
51312408 | Tripelennamine citrate
51312409 | Tripelennamine hydrochloride
51312501 | Arpromidine
51312502 | Clobenzepam
51312503 | Dimethindene or dimetindene
51312504 | Tiacrilast
51312505 | Spaglumic acid
51312506 | Clobenzepam hydrochloride
51312507 | Dimetindene maleate
51312508 | Tiacrilast sodium
51312601 | Noberastine
51312602 | Alcaftadine
51312603 | Antazoline
51312604 | Etintidine
51312605 | Mifentidine
51312606 | Nemazoline
51312607 | Antazoline hydrochloride
51312608 | Antazoline mesilate or mesylate
51312609 | Antazoline phosphate
51312610 | Antazoline sulfate
51312611 | Etintidine hydrochloride
51312612 | Nemazoline hydrochloride
51312701 | Clemastine
51312702 | Histapyrrodine
51312703 | Pyrrobutamine
51312704 | Clemastine fumarate
51312705 | Clemastine hydrogen fumarate
51312706 | Histapyrrodine hydrochloride
51312801 | Dacemazine
51312802 | Dimetotiazine
51312803 | Fenethazine
51312804 | Mequitazine
51312805 | Methdilazine
51312806 | Methiomeprazine
51312807 | Alimemazine or trimeprazine
51312808 | Mequitamium iodide
51312809 | Alimemazine tartrate
51312810 | Dimetotiazine mesilate
51312811 | Fenethazine hydrochloride
51312812 | Methdilazine hydrochloride
51312813 | Methiomeprazine hydrochloride
51312901 | Bufrolin
51312902 | Etoloxamine
51313001 | Azelastine
51313002 | Talastine
51313003 | Azelastine hydrochloride
51313004 | Talastine hydrochloride
51313101 | Cetirizine
51313102 | Chlorcyclizine
51313103 | Clocinizine
51313104 | Homochlorcyclizine
51313105 | Hydroxyzine embonate
51313106 | Levocetirizine
51313107 | Oxatomide
51313108 | Buclizine
51313109 | Buclizine dihydrochloride
51313110 | Buclizine hydrochloride
51313111 | Cetirizine dihydrochloride
51313112 | Cetirizine hydrochloride
51313113 | Chlorcyclizine dihydrochloride
51313114 | Chlorcyclizine hydrochloride
51313115 | Chlorcyclizine monohydrochloride
51313116 | Chlorcyclizine pamoate
51313117 | Clocinizine hydrochloride
51313118 | Homochlorcyclizine dihydrochloride
51313119 | Homochlorcyclizine hydrochloride
51313120 | Levocetirizine dihydrochloride
51313201 | Piprinhydrinate
51313202 | Bamipine
51313203 | Bepotastine
51313204 | Diphenylpyraline
51313205 | Levocabastine
51313206 | Pimethixene
51313207 | Terfenadine
51313208 | Tenaldin or thenaldine or thenalidine
51313209 | Pirdonium
51313210 | Cycliramine
51313211 | Bamipine dihydrochloride
51313212 | Bamipine hydrochloride
51313213 | Bamipine lactate
51313214 | Bamipine salicylate
51313215 | Bepotastine besilate
51313216 | Cycliramine maleate
51313217 | Diphenylpyraline hydrochloride
51313218 | Levocabastine hydrochloride
51313219 | Pimethixene maleate
51313220 | Pirdonium bromide
51313301 | Promethazine
51313302 | Thiazinam or thiazinamium
51313303 | Tolpropamine
51313304 | Promethazine hydrobromide
51313305 | Promethazine hydrochloride
51313306 | Promethazine sulfoxide
51313307 | Promethazine teoclate
51313308 | Thiazinamium metilsulfate
51313309 | Tolpropamine hydrochloride
51313401 | Chlorphenamine or chlorpheniramine or dexchlorpheniramine
51313402 | Acrivastine
51313403 | Betahistine
51313404 | Brompheniramine
51313405 | Carbinoxamine or rotoxamine
51313406 | Mebhydrolin or mebhydroline
51313407 | Dexbrompheniramine
51313409 | Doxylamine
51313410 | Triprolidine
51313411 | Pemirolast
51313412 | Phenindamine
51313413 | Pheniramine
51313414 | Thenyldiamine
51313415 | Betahistine dihydrochloride
51313416 | Betahistine hydrochloride
51313417 | Betahistine mesilate
51313418 | Brompheniramine maleate
51313419 | Brompheniramine tannate
51313420 | Carbinoxamine maleate
51313421 | Chlorphenamine maleate
51313422 | Chlorphenamine tannate
51313423 | Chlorpheniramine hydrochloride
51313424 | Chlorpheniramine maleate
51313425 | Chlorpheniramine tannate
51313426 | Dexbrompheniramine maleate
51313427 | Dexbrompheniramine tannate
51313428 | Dexchlorpheniramine maleate
51313429 | Doxylamine chlorotheophyllinate
51313430 | Doxylamine hydrogen succinate
51313431 | Doxylamine succinate
51313432 | Pemirolast potassium
51313433 | Phenindamine hydrogen tartrate
51313434 | Phenindamine tartrate
51313435 | Pheniramine aminosalicylate
51313436 | Pheniramine hydrochloride
51313437 | Pheniramine hydrogen maleate
51313438 | Pheniramine maleate
51313439 | Thenyldiamine hydrochloride
51313440 | Triprolidine hydrochloride
51313441 | Triprolidine hydrochloride anhydrous
51313442 | Triprolidine hydrochloride monohydrate
51313501 | Isocromil
51313502 | Barmastine
51313503 | Bepiastine
51313504 | Dimetholizine
51313505 | Dorastine
51313506 | Eclazolast
51313507 | Elbanizine
51313508 | Etolotifen
51313509 | Flotrenizine
51313510 | Texacromil
51313511 | Trenizine
51313512 | Dimetholizine phosphate
51313513 | Dorastine hydrochloride
51313601 | Minocromil
51313602 | Repirinast
51313701 | Quinotolast
51313702 | Bosentan
51313703 | Isothipendyl
51313704 | Ketotifen
51313705 | Zolamine
51313706 | Bosentan hydrate
51313707 | Bosentan monohydrate
51313708 | Isothipendyl hydrochloride
51313709 | Ketotifen fumarate
51313710 | Zolamine hydrochloride
51313801 | Fexofenadine
51313802 | Fexofenadine hydrochloride
51313901 | Eflumast
51313902 | Tazanolast
51314101 | Donetidine
51314102 | Temelastine
51314103 | Thonzylamine
51314104 | Thonzylamine hydrochloride
51314201 | Hypostamine or tritoqualine
51314202 | Flutropium
51314203 | Flutropium bromide
51314301 | Acetaminophen/dextromethorphan/phenylephrine/pyrilamine
51314302 | Acetaminophen/chlorpheniramine/dextromethorphan
51314303 | Carbinoxamine/gauifenesin/pseudoephedrine
51314304 | Carbinoxamine/methscopolamine/pseudoephedrine
51314305 | Carbinoxamine/pseudoephedrine
51314306 | Cetirizine/pseudoephedrine
51314307 | Chlorpheniramine/citric acid/guaifenesin/phenylpropanolamine/sodium citrate
51314308 | Chlorpheniramine/dextromethorphan
51314309 | Chlorpheniramine/dextromethorphan/glycerol, iodinated
51314310 | Chlorpheniramine/dextromethorphan/guaifenesin/phenylephrine
51314311 | Brompheniramine/guaifenesin/menthol/phenylephrine/phenylpropanolamine
51314312 | Acrivastine/pseudoephedrine
51314313 | Ammonium chloride/chlorpheniramine/dextromethorphan/phenylephrine
51314314 | Ascorbic acid/chlorpheniramine/phenylpropanolamine/pyrilamine
51314315 | Aspirin/chlorpheniramine/dextromethorphan/phenylephrine
51314316 | Azatadine/pseudoephedrine
51314317 | Belladonna/chlorpheniramine/pheniramine/phenylpropanolamine
51314318 | Bromphenhiramine/dextromethorphan/pseudoephedrine
51314319 | Brompheniramine/dextromethorphan/phenylpropanolamine
51314320 | Brompheniramine/dextromethorphan/pseudoephedrine
51314321 | Carbetapentane/phenylephrine/pyrilamine
51314322 | Brompheniramine/guaifenesin/phenylephrine/phenylpropanolamine
51314323 | Brompheniramine/guaifenesin/pseudoephedrine
51314324 | Brompheniramine/phenylephrine/phenylpropanolamine
51314325 | Brompheniramine/phenylephrine/phenyltoloxamine
51314326 | Brompheniramine/phenylpropanolamine
51314327 | Brompheniramine/pseudoephedrine
51314328 | Carbetapentane/chlorpheniramine
51314329 | Carbetapentane/chlorpheniramine/ephedrine/phenylephrine
51314330 | Carbetapentane/phenylephrine/phenylpropanolamine/potassium
51314331 | Carbinoxamine/dextromethorphan/pseudoephedrine
51314332 | Chlorpheniramine/guaifenesin/phenylpropanolamine
51314333 | Chlorpheniramine/dextromethorphan/phenylephrine
51314334 | Chlorpheniramine/dextromethorphan/phenylephrine/phenylpropanolamine
51314335 | Chlorpheniramine/dextromethorphan/phenylpropanolamine
51314336 | Chlorpheniramine/dextromethorphan/pseudoephedrine
51314337 | Chlorpheniramine/ephedrine
51314338 | Chlorpheniramine/ephedrine/guaifenesin/hydriodic acid
51314339 | Chlorpheniramine/guaifenesin/phenylephrine
51314340 | Chlorpheniramine/guaifenesin/phenylephrine/phenylpropanolamine
51314341 | Chlorpheniramine/guaifenesin/phenylephrine/phenylpropanolamine/p
51314342 | Chlorpheniramine/phenylpropanolamine/pseudoephedrine
51314343 | Chlorpheniramine/guaifenesin/pseudoephedrine
51314345 | Chlorpheniramine/phenylephrine
51314346 | Chlorpheniramine/phenylephrine/phenylpropanolamine
51314347 | Chlorpheniramine/phenylephrine/phenylpropanolamine/phenyltoloxamine
51314348 | Chlorpheniramine/phenylephrine/phenylpropanolamine/pyrilamine
51314349 | Chlorpheniramine/phenylephrine/phenyltoloxamine
51314350 | Chlorpheniramine/phenylephrine/pyrilamine
51314351 | Chlorpheniramine/phenylpropanolamine
51314352 | Dexbrompheniramine/pseudoephedrine
51314353 | Chlorpheniramine/phenylpropanolamine/pyrilamine
51314354 | Chlorpheniramine/pseudoephedrine
51314355 | Citric/dextromethorphan/ipecac/potassium/promethazine/sodium citrate
51314356 | Citric/ipecac/phenylephrine/potassium/promethazine/sodium citrate
51314357 | Citric/ipecac/potassium/promethazine/sodium citrate
51314358 | Clemastine/phenylpropanolamine
51314359 | Desloratadine/pseudoephedrine
51314360 | Diphenhydramine/phenylephrine
51314361 | Dexchlorpheniramine/dextromethorphan/pseudoephedrine
51314362 | Dexchlorpheniramine/guaifenesin/pseudoephedrine
51314363 | Dextromethorphan/doxylamine/guaifenesin
51314364 | Dextromethorphan/guaifenesin/pseudoephedrine
51314365 | Dextromethorphan/ipecac/potassium guaiacolsulfonate/promethazine
51314366 | Dextromethorphan/phenylephrine/pyrilamine
51314367 | Dextromethorphan/potassium guaiacolsulfonate/promethazine
51314368 | Dextromethorphan/promethazine
51314369 | Pheniramine/phenylpropanolamine/pyrilamine
51314370 | Diphenhydramine/pseudoephedrine
51314371 | Fexofenadine/pseudoephedrine
51314372 | Ipecac/phenylephrine/potassium guaiacolsulfonate/promethazine
51314373 | Loratadine/pseudoephedrine
51314374 | Menthol/pheniramine/phenylephrine
51314375 | Pheniramine/phenylpropanolamine/phenyltoloxamine/pyrilamine
51314376 | Pheniramine/phenyltoloxamine/pyrilamine
51314377 | Phenylephrine/potassium guaiacolsulfonate/promethazine
51314378 | Phenylephrine/promethazine
51314379 | Promethazine/pseudoephedrine
51314380 | Pseudoephedrine/terfenadine
51314381 | Pseudoephedrine/triprolidine
51314382 | Chlorpheniramine/dextromethorphan/guaifenesin/phenylephrine/sodium salicylate
51314383 | Acetaminophen/chlorpheniramine/dextromethorphan/phenylephrine
51314384 | Acetaminophen/chlorpheniramine/dextromethorphan/phenylpropanolamine
51314385 | Acetaminophen/chlorpheniramine/dextromethorphan/pseudoephedrine
51314386 | Acetaminophen/dextromethorphan/diphenhydramine/pseudoephedrine
51314387 | Acetaminophen/dextromethorphan/doxylamine
51314388 | Acetaminophen/dextromethorphan/doxylamine/ephedrine
51314389 | Acetaminophen/dextromethorphan/doxylamine/pseudoephedrine
51314390 | Acetaminophen/dextromethorphan/phenylephrine
51314391 | Ambroxol/dextromethorphan
51321501 | Eniclobrate
51321502 | Probucol
51321601 | Ethanolamine oleate or ethanolammonium oleate or monoethanolamine oleate
51321602 | Inositol
51321603 | Lifibrol
51321604 | Polidocanol
51321605 | Inositol hexanicotinate
51321606 | Inositol hexanitrate
51321607 | Inositol niacinate
51321701 | Atorvastatin
51321702 | Eicosapentaenoic acid
51321703 | Fluvastatin
51321704 | Melinamide
51321705 | Phosphatidylcholine
51321706 | Atorvastatin calcium
51321707 | Atorvastatin calcium hydrate
51321708 | Atorvastatin calcium trihydrate
51321709 | Atorvastatin lactone
51321710 | Atorvastatin magnesium
51321711 | Atorvastatin magnesium trihydrate
51321712 | Atorvastatin sodium
51321713 | Atorvastatin strontium
51321714 | Fluvastatin sodium
51321801 | Ponfibrate
51321802 | Aluminium clofibrate
51321803 | Biclofibrate
51321804 | Ciprofibrate
51321805 | Clofibrate
51321806 | Clofibride
51321807 | Etofibrate
51321808 | Fenofibrate
51321809 | Gemfibrozil
51321810 | Pirifibrate
51321811 | Ronifibrate
51321812 | Salafibrate
51321813 | Serfibrate
51321814 | Simfibrate
51321815 | Timofibrate
51321816 | Cetaben
51321817 | Cetaben sodium
51321901 | Bezafibrate
51321902 | Eflucimibe
51321903 | Efaproxiral
51322001 | Colesevelam
51322003 | Beloxamide
51322004 | Colestipol
51322005 | Xinomiline
51322006 | Colesevelam hydrochloride
51322007 | Colestipol hydrochloride
51322101 | Crilvastatin
51322102 | D,l-methionine or racemethionine
51322201 | Ezetimibe
51322202 | Dalvastatin
51322203 | Rosuvastatin
51322204 | Acifran
51322205 | Rosuvastatin calcium
51322206 | Rosuvastatin zinc
51322301 | Cholestyramine or colestyramine
51322302 | Chondroitin
51322401 | Avasimibe
51322402 | Benzmalecene
51322403 | Dirlotapide
51322404 | Meglutol
51322405 | Terbufibrol
51322501 | Dextrothyroxine
51322502 | Treloxinate
51322503 | Implitapide
51322504 | Draquinolol
51322601 | Citiolone
51322602 | Pantethine
51322603 | Tazasubrate
51322604 | Tizoprolic acid
51322701 | Mevastatin
51322702 | Lovastatin
51322703 | Pravastatin
51322704 | Simvastatin
51322705 | Pravastatin sodium
51322801 | Glunicate
51322802 | Niceritrol
51322803 | Picafibrate
51322804 | Acipimox
51322901 | Clinofibrate
51322902 | Boxidine
51322903 | Pitavastatin
51322904 | Boxidine hydrochloride
51323001 | Carnitine
51323002 | Levocarnitine
51323003 | Carnitine chloride
51323004 | Levocarnitine acetyl
51323005 | Levocarnitine hydrochloride
51323006 | Levocarnitine propionate
51323007 | Levocarnitine propionate hydrochloride
51323008 | Levocarnitine tartrate
51323101 | Anisacril
51323102 | Axitirome
51323103 | Bervastatin
51323104 | Colestolone
51323105 | Disogluside
51323106 | Fosmenic acid
51323107 | Lodazecar
51323108 | Xenthiorate
51323109 | Xenyhexenic acid
51323201 | Cerivastatin
51323202 | Nicanartine
51323203 | Pirinixic acid
51323204 | Pirinixil
51323205 | Cerivastatin sodium
51331501 | Armodafinil or modafinil
51331502 | Modafinil or armodafinil
51331601 | Oxyfenamate or hydroxyphenamate
51331602 | Lometraline
51331603 | Pentiapine
51331604 | Abaperidone
51331605 | Fananserin
51331606 | Lometraline hydrochloride
51331607 | Pentiapine maleate
51331701 | Amisulpride
51331702 | Picobenzide
51331703 | Remoxipride
51331704 | Sultopride
51331705 | Piracetam
51331706 | Remoxipride hydrochloride
51331707 | Sultopride hydrochloride
51331901 | Lithium carbonate
51331902 | Lithium citrate
51332001 | Iloperidone
51332002 | Lintopride
51332003 | Paliperidone
51332004 | Sertindole
51332005 | Zetidoline
51332006 | Paliperidone palmitate
51332101 | Dobupride
51332102 | Nemonapride
51332103 | Levosulpiride or sulpiride
51332104 | Veralipride
51332201 | Berupipam
51332202 | Carpipramine
51332203 | Timelotem
51332204 | Carpipramine dihydrochloride
51332205 | Carpipramine dihydrochloride monohydrate
51332206 | Carpipramine hydrochloride
51332207 | Carpipramine maleate
51332301 | Axamozide
51332302 | Milenperone
51332303 | Neflumozide
51332304 | Oxiperomide
51332305 | Pimozide
51332306 | Neflumozide hydrochloride
51332401 | Pentabamate
51332402 | Prifuroline
51332501 | Haloperidol
51332502 | Azabuperone
51332503 | Azaperone
51332504 | Benperidol
51332505 | Bromperidol
51332506 | Carperone
51332507 | Cloroperone
51332508 | Droperidol
51332509 | Fluanisone
51332510 | Lenperone
51332511 | Melperone
51332512 | Moperone
51332513 | Pipamperone
51332514 | Trifluperidol
51332515 | Azaperone for veterinary use
51332516 | Bromperidol decanoate
51332517 | Cloroperone hydrochloride
51332518 | Haloperidol decanoate
51332519 | Haloperidol intensol
51332520 | Haloperidol lactate
51332521 | Lenperone hydrochloride
51332522 | Melperone hydrochloride
51332523 | Moperone chlorohydrate
51332524 | Moperone hydrochloride
51332525 | Pipamperone dihydrochloride
51332526 | Pipamperone hydrochloride
51332527 | Trifluperidol hydrochloride
51332701 | Batelapine
51332702 | Clocapramine
51332703 | Clozapine
51332704 | Fluperlapine
51332705 | Batelapine maleate
51332706 | Clocapramine hydrochloride
51332801 | Chlorproethazine
51332802 | Acepromazine
51332803 | Acetophenazine
51332804 | Butaperazine
51332805 | Butaperazine maleate
51332806 | Carfenazine or carphenazine
51332807 | Chlorpromazine
51332808 | Ciclofenazine or cyclophenazine
51332809 | Clospirazine or spiclomazine
51332810 | Cyamemazine
51332811 | Duoperone
51332812 | Fluphenazine
51332813 | Oxaflumazine
51332814 | Levomepromazine or methotrimeprazine
51332815 | Mesoridazine
51332816 | Metofenazate
51332817 | Promazine
51332818 | Oxyridazine
51332819 | Mepazine or pecazine
51332820 | Perazine
51332821 | Periciazine
51332822 | Perphenazine
51332823 | Phenothiazine
51332824 | Piperacetazine
51332825 | Pipotiazine
51332826 | Propiomazine
51332827 | Thiopropazate
51332828 | Thioproperazine
51332829 | Thioproperazine mesilate
51332830 | Thioridazine
51332831 | Trifluoperazine
51332832 | Triflupromazine
51332833 | Acepromazine maleate
51332834 | Acetophenazine dimaleate
51332835 | Acetophenazine maleate
51332836 | Butaperazine dimaleate
51332837 | Carfenazine maleate
51332838 | Chlorproethazine hydrochloride
51332839 | Chlorpromazine hibenzate
51332840 | Chlorpromazine hydrochloride
51332841 | Chlorpromazine maleate
51332842 | Chlorpromazine pamoate
51332843 | Chlorpromazine phenolphthalinate
51332844 | Chlorpromazine sulfone
51332845 | Chlorpromazine sulphoxide
51332846 | Cyamemazine tartrate
51332847 | Duoperone fumarate
51332848 | Fluphenazine decanoate
51332849 | Fluphenazine dihydrochloride
51332850 | Fluphenazine enantate
51332851 | Fluphenazine enanthate
51332852 | Fluphenazine hydrochloride
51332853 | Fluphenazine maleate
51332854 | Fluphenazine sulfoxide
51332855 | Levomepromazine hydrochloride
51332856 | Levomepromazine maleate
51332857 | Mesoridazine benzenesulfonate
51332858 | Mesoridazine besilate
51332859 | Mesoridazine besylate
51332860 | Metofenazate difumarate
51332861 | Pecazine hydrochloride
51332862 | Perphenazine decanoate
51332863 | Perphenazine enantate
51332864 | Perphenazine enanthate
51332865 | Perphenazine hydrochloride
51332866 | Perphenazine maleate
51332867 | Perphenazine sulfoxide
51332868 | Pipotiazine palmitate
51332869 | Pipotiazine undecylenate
51332870 | Promazine hydrochloride
51332871 | Promazine phosphate
51332872 | Propiomazine hydrochloride
51332873 | Propiomazine maleate
51332874 | Thiopropazate dihydrochloride
51332875 | Thioproperazine dimesilate
51332876 | Thioproperazine mesylate
51332877 | Thioridazine hydrochloride
51332878 | Trifluoperazine dihydrochloride
51332879 | Trifluoperazine dimaleate
51332880 | Trifluoperazine hydrochloride
51332881 | Trifluoperazine maleate
51332882 | Triflupromazine hydrochloride
51332883 | Triflupromazine maleate
51332901 | Bromerguride
51332902 | Nicergoline
51332903 | Proterguride
51332904 | Nicergoline tartrate
51332905 | Metergoline
51333001 | Flucindole
51333002 | Milipertine
51333003 | Molindone
51333004 | Tepirindole
51333005 | Tienocarbine
51333006 | Molindone hydrochloride
51333101 | Azaquinzole
51333102 | Etazolate
51333103 | Panamesine
51333104 | Carvotroline
51333105 | Asenapine
51333106 | Asenapine maleate
51333107 | Carvotroline hydrochloride
51333108 | Etazolate hydrochloride
51333201 | Aldesleukin
51333202 | Imiquimod
51333401 | Alpertine
51333402 | Batoprazine
51333403 | Blonanserin
51333404 | Eltoprazine
51333405 | Fenaperone
51333406 | Lorpiprazole
51333407 | Mafoprazine
51333408 | Tefludazine
51333409 | Tolpiprazole
51333410 | Ziprasidone
51333411 | Fluprazine
51333412 | Eltoprazine hydrochloride
51333413 | Ziprasidone hydrochloride
51333414 | Ziprasidone hydrochloride hydrate
51333415 | Ziprasidone hydrochloride monohydrate
51333416 | Ziprasidone mesilate or mesylate
51333501 | Clopimozide
51333502 | Domperidone
51333503 | Halopemide
51333504 | Ocaperidone
51333505 | Penfluridol
51333506 | Pridinol
51333507 | Clopipazan
51333508 | Preclamol
51333509 | Clopipazan mesilate or mesylate
51333510 | Domperidone maleate
51333511 | Preclamol hydrochloride
51333512 | Pridinol hydrochloride
51333513 | Pridinol mesilate
51333514 | Pridinol methanesulfonate
51333601 | Risperidone
51333602 | Setoperone
51333701 | Citicoline
51333702 | Licostinel
51333703 | Belaperidone
51333704 | Tetrabenazine
51333705 | Prothipendyl
51333706 | Citicoline sodium
51333707 | Prothipendyl hydrochloride
51333901 | Quinagolide
51333902 | Terbequinil
51333903 | Quinagolide hydrochloride
51334001 | Fluspirilene
51334002 | Spiramide
51334003 | Spirilene
51334004 | Tiospirone
51334005 | Tiospirone hydrochloride
51334101 | Isosulpride
51334102 | Perospirone
51334103 | Lurasidone
51334104 | Lurasidone hydrochloride
51334105 | Perospirone hydrochloride
51334106 | Perospirone hydrochloride hydrate
51334201 | Clorotepine
51334202 | Clothiapine or clotiapine
51334203 | Metiapine
51334204 | Quetiapine
51334205 | Zotepine
51334206 | Clorotepine maleate
51334207 | Quetiapine fumarate
51334208 | Quetiapine hemifumarate
51334301 | Chlorprothixene
51334302 | Clopenthixol
51334303 | Flupentixol
51334304 | Prothixene
51334305 | Thiothixene or tiotixene
51334306 | Zuclopenthixol
51334307 | Chlorprothixene acetate
51334308 | Chlorprothixene citrate
51334309 | Chlorprothixene hydrochloride
51334310 | Clopenthixol decanoate
51334311 | Clopenthixol dihydrochloride
51334312 | Clopenthixol hydrochloride
51334313 | Flupentixol dihydrochloride
51334314 | Flupentixol hydrochloride
51334315 | Zuclopenthixol acetate
51334316 | Zuclopenthixol hydrochloride
51334401 | Mindoperone
51334402 | Biriperone
51334403 | Cinuperone
51334404 | Citatepine
51334405 | Cloxypendyl
51334406 | Diclometide
51334407 | Fenimide
51334408 | Fluspiperone
51334409 | Fosenazide
51334410 | Lusaperidone
51334411 | Nonaperone
51334412 | Pinoxepin
51334413 | Prideperone
51334414 | Propyperone
51334415 | Rilapine
51334416 | Roxoperone
51334417 | Tenilapine
51334418 | Timirdine
51334419 | Zoloperone
51334420 | Cloxypendyl dihydrochloride
51334421 | Pinoxepin hydrochloride
51334501 | Cyprodenate
51334502 | Butaclamol
51334503 | Loxapine
51334504 | Psilocybin
51334505 | Butaclamol hydrochloride
51334506 | Cyprodenate maleate
51334507 | Loxapine hydrochloride
51334508 | Loxapine succinate
51334601 | Lithium carbonate/sodium chloride
51341501 | Amprenavir
51341502 | Fosamprenavir
51341503 | Foscarnet
51341504 | Fosfonet
51341505 | Fosamprenavir calcium
51341506 | Fosamprenavir sodium
51341601 | Somantadine
51341602 | Tromantadine
51341603 | Rimantadine
51341604 | Rimantadine hydrochloride
51341605 | Somantadine hydrochloride
51341606 | Tromantadine hydrochloride
51341701 | Kethoxal or ketoxal
51341702 | Xenygloxal
51341801 | Darunavir
51341802 | Oseltamivir
51341803 | Darunavir ethanolate
51341804 | Oseltamivir carboxylate
51341805 | Oseltamivir phosphate
51341901 | Zanamivir
51341902 | Zinviroxime
51341903 | Efavirenz
51341904 | Maraviroc
51342001 | Capravirine
51342002 | Disoxaril
51342003 | Pleconaril
51342101 | Enviradene
51342102 | Enviroxime
51342103 | Maribavir
51342301 | Valaciclovir or valacyclovir
51342302 | Buciclovir
51342303 | Desciclovir
51342304 | Entecavir
51342305 | Ganciclovir
51342306 | Lobucavir
51342307 | Penciclovir
51342308 | Valganciclovir
51342309 | Aciclovir or acyclovir
51342310 | Valacyclovir hydrochloride
51342311 | Aciclovir sodium
51342312 | Entecavir hydrate
51342313 | Ganciclovir sodium
51342314 | Penciclovir sodium
51342315 | Valaciclovir hydrochloride
51342316 | Valganciclovir hydrochloride
51342401 | Nelfinavir
51342402 | Saquinavir
51342403 | Nelfinavir mesilate or mesylate
51342404 | Saquinavir mesilate or mesylate
51342501 | Abacavir
51342502 | Alovudine
51342503 | Ribavirin
51342504 | Telbivudine
51342505 | Abacavir succinate
51342506 | Abacavir sulfate
51342601 | Amidapsone
51342602 | Fomivirsen
51342603 | Fomivirsen sodium
51342701 | Atazanavir
51342702 | Enfuvirtide
51342703 | Telaprevir
51342704 | Boceprevir
51342705 | Interferon alfa-2a
51342706 | Interferon alfa-2b
51342707 | Interferon alfacon-1
51342708 | Interferon alfa-n1
51342709 | Interferon beta-1a
51342710 | Interferon beta-1b
51342711 | Interferon gamma-1b
51342712 | Peginterferon alfa-2b
51342713 | Atazanavir sulfate
51342714 | Atazanavir sulphate
51342801 | Aranotin
51342802 | Atevirdine
51342803 | Delavirdine
51342804 | Atevirdine mesilate or mesylate
51342805 | Delavirdine mesilate or mesylate
51342901 | Didanosine
51342902 | Famciclovir
51342903 | Inosine pranobex
51342904 | Vidarabine
51342905 | Vidarabine anhydrous
51342906 | Vidarabine phosphate
51342907 | Vidarabine sodium phosphate
51343001 | Indinavir
51343002 | Nevirapine
51343003 | Tipranavir
51343004 | Stavudine or stavidine
51343005 | Stavudine and lamivudine and nevirapine
51343006 | Indinavir sulfate
51343007 | Indinavir sulphate
51343008 | Nevirapine hemihydrate
51343101 | Idoxuridine
51343102 | Brivudine
51343103 | Clevudine
51343104 | Emivirine
51343105 | Emtricitabine
51343106 | Epervudine
51343107 | Fiacitabine
51343108 | Fialuridine
51343109 | Ibacitabine
51343110 | Lamivudine
51343111 | Lopinavir
51343112 | Navuridine
51343113 | Sorivudine
51343115 | Zalcitabine
51343116 | Azidothymidine or zidovudine
51343117 | Idoxuridine monohydrate
51343118 | Lamivudine sulfoxide
51343201 | Raltegravir
51343202 | Palinavir
51343203 | Ritonavir
51343301 | Xenazoic acid
51343302 | Edoxudine
51343303 | Memotine
51343304 | Mozenavir
51343305 | Omaciclovir
51343306 | Opaviraline
51343307 | Rociclovir
51343308 | Telinavir
51343309 | Viroxime
51343310 | Memotine hydrochloride
51343401 | Peramivir
51343402 | Amdoxovir
51343403 | Tilorone
51343404 | Celgosivir
51343405 | Celgosivir hydrochloride
51343406 | Tilorone hydrochloride
51343501 | Adefovir
51343502 | Cidofovir
51343503 | Tenofovir
51343504 | Adefovir dipivoxil
51343505 | Adefovir pivoxil
51343506 | Cidofovir anhydrous
51343507 | Cidofovir sodium
51343508 | Tenofovir alafenamide
51343509 | Tenofovir alafenamide fumarate
51343510 | Tenofovir df
51343511 | Tenofovir disoproxil
51343512 | Tenofovir disoproxil fumarate
51343601 | Citenazone
51343602 | Methisazone or metisazone
51343701 | Tanomastat
51343702 | Moroxydine
51343703 | Rilpivirine
51343704 | Etravirine
51343705 | Rilpivirine hydrochloride
51343801 | Abacavir/lamivudine
51343802 | Abacavir/lamivudine/zidovudine
51343803 | Efavirenz/emtricitabine/tenofovir
51343804 | Emtricitabine/tenofovir
51343805 | Interferon alfa-2b/ribavirin
51343806 | Lamivudine/zidovudine
51343807 | Peginterferon/ribavirin
51351501 | Chlormadinone
51351502 | Cismadinone
51351503 | Dimethisterone
51351504 | Edogestrone
51351505 | Ethisterone
51351506 | Haloprogesterone
51351507 | Hydroxyprogesterone caproate
51351508 | Medrogestone
51351509 | Medroxyprogesterone
51351510 | Megestrol
51351511 | Megestrol acetate
51351512 | Nomegestrol
51351513 | Pregnenolone
51351514 | Progesterone
51351515 | Proligestone
51351516 | Anagestone
51351517 | Hydroxyprogesterone
51351518 | Alfasone or algestone or alphasone
51351519 | Algestone acetonide
51351520 | Algestone acetophenide
51351521 | Anagestone acetate
51351522 | Chlormadinone acetate
51351523 | Hydroxyprogesterone acetate
51351524 | Medroxyprogesterone caproate
51351525 | Nomegestrol acetate
51351526 | Pregnenolone methyl ether
51351527 | Pregnenolone succinate
51351528 | Pregnenolone sulfate
51351529 | Progesterone caproate
51351601 | 16-epiestriol
51351602 | Aglepristone
51351603 | Allylestrenol
51351604 | Altrenogest
51351605 | Estradiol or oestradiol
51351606 | Dienogest
51351607 | Dydrogesterone
51351608 | Estriol
51351609 | Fulvestrant
51351610 | Estrone
51351611 | Estropipate
51351612 | Medroxyprogesterone acetate
51351613 | Mifepristone
51351614 | Nilestriol or nylestriol
51351615 | Quinestrol
51351616 | Promestriene
51351617 | Methylestrenolone
51351618 | Ormeloxifene or centchroman
51351619 | Estradiol acetate
51351620 | Estradiol benzoate
51351621 | Estradiol cipionate
51351622 | Estradiol cypionate
51351623 | Estradiol dipropionate
51351624 | Estradiol hemihydrate
51351625 | Estradiol monopalmitate
51351626 | Estradiol undecylate
51351627 | Estradiol valerate
51351628 | Estriol succinate
51351629 | Estrone acetate
51351630 | Estrone benzoate
51351631 | Estrone glucuronide
51351632 | Estrone hydrogen sulfate
51351633 | Estrone sodium sulfate
51351634 | Estrone sodium sulphate
51351701 | Drospirenone
51351702 | Fenestrel
51351703 | Methallenestril
51351704 | Arzoxifene
51351705 | Trioxifene
51351706 | Arzoxifene hydrochloride
51351707 | Trioxifene mesylate
51351801 | Norvinisterone
51351802 | Polyestradiol phosphate
51351803 | Esterified estrogen
51351804 | Estrogens conjugated
51351901 | Ethynerone
51351902 | Ethynodiol diacetate
51351903 | Etynodiol
51351904 | Gestrinone
51351905 | Mestranol
51351906 | Moxestrol
51351907 | Norgesterone
51351908 | Norgestrienone
51351909 | Promegestone
51351910 | Quinestradol
51351911 | Ulipristal
51351912 | Ulipristal acetate
51351913 | Quingestanol
51351914 | Etynodiol diacetate
51351915 | Quingestanol acetate
51352001 | Demegestone
51352002 | Gestodene
51352003 | Gestonorone
51352004 | Desogestrel
51352005 | Etonogestrel
51352006 | Levonorgestrel
51352007 | Norelgestromin
51352008 | Norethindrone or norethisterone
51352009 | Norethynodrel or noretynodrel
51352010 | Norgestimate
51352011 | Norgestrel
51352012 | Ethinyl estradiol or ethinylestradiol
51352013 | Gestonorone caproate
51352101 | Dienestrol
51352102 | Taleranol
51352103 | Zearalenone or zeranol
51352104 | Dienestrol diacetate
51352201 | Benzestrol
51352202 | Broparestrol
51352203 | Chlorotrianisene
51352204 | Diethylstilbestrol
51352205 | Hexestrol
51352206 | Diethylstilbestrol dipalmitate
51352207 | Diethylstilbestrol diphosphate
51352208 | Diethylstilbestrol dipropionate
51352209 | Hexestrol diacetate
51352210 | Hexestrol diphosphate
51352211 | Hexestrol diphosphate sodium
51352212 | Hexestrol dipropionate
51352213 | Hexestrol monomethyl ether
51352301 | Almestrone
51352302 | Cloxestradiol
51352303 | Dimepregnen
51352304 | Estrofurate
51352305 | Methestrol
51352306 | Orestrate
51352307 | Pentafluranol
51352308 | Pipendoxifene
51352309 | Toripristone
51352310 | Estrazinol
51352311 | Estrazinol hydrobromide
51352401 | Ethinyl estradiol/ferrous fumarate/norethindrone
51352402 | Chlordiazepoxide/estrogens
51352403 | Dienogest/estradiol
51352404 | Drospirenone/estradiol
51352405 | Drospirenone/ethinyl estradiol
51352406 | Drospirenone/ethinyl estradiol/levomefolate
51352407 | Estradiol/levonorgestrel
51352408 | Estrogens/estrone
51352409 | Estrogens/meprobamate
51352410 | Ethinyl estradiol/etonogestrel
51352411 | Mestranol/norethynodrel
51352412 | Ethinyl estradiol/ferrous fumarate/norgestrel
51352413 | Ethinyl estradiol/levonorgestrel
51352414 | Ethinyl estradiol/norelgestromin
51352415 | Ethinyl estradiol/norethindrone
51352416 | Ethinyl estradiol/norgestimate
51352417 | Ethinyl estradiol/norgestrel
51352418 | Ethynodiol/mestranol
51352419 | Mestranol/norethindrone
51352420 | Etonogestrel and ethinyl estradiol combination
51352421 | Ethinyl estradiol and ethynodiol diacetate combination
51352422 | Desogestrel and ethinyl estradiol
51352423 | Estradiol and norethisterone acetate
51352424 | Ethinyl estradiol/fluoxymesterone
51352425 | Estradiol/hydroxyprogesterone
51352426 | Estradiol/norethindrone
51352427 | Estradiol/norgestimate
51352428 | Estradiol/testosterone
51352429 | Estrogens/methyltestosterone
51352430 | Estrone/progesterone
51352431 | Estrone/testosterone
51352432 | Cyanocobalamin/estrogens/methamphetamine/methyltestosterone/thiamine
51352433 | Estrogens/iron/methamphetamine/methyltestosterone/multivitamins
51352434 | Ethinyl estradiol/methyltestosterone/multivitamins
51361501 | Chloral hydrate
51361502 | Cloretate or clorethate
51361503 | Dichloralphenazone
51361504 | Ethchlorvynol
51361505 | Meparfynol or methylpentynol
51361506 | Acetylglycinamide chloral hydrate
51361507 | Chloralodol or chlorhexadol
51361601 | Paraldehyde
51361602 | Ethinamate
51361603 | Tryptophan
51361604 | Romifidine
51361701 | Butoctamide
51361702 | Ibrotamide
51361703 | Valnoctamide
51361704 | Zaleplon
51361705 | Butoctamide semisuccinate
51361706 | Butoctamide succinate
51361801 | Dexmedetomidine
51361802 | Fenadiazole
51361803 | Fenobam
51361804 | Fepitrizol
51361805 | Metomidate
51361806 | Midaflur
51361807 | Taniplon
51361808 | Clidafidine
51361809 | Dexmedetomidine hydrochloride
51361810 | Metomidate hydrochloride
51361901 | Butabarbital
51361902 | Allobarbital
51361903 | Amobarbital or amylobarbitone
51361904 | Aprobarbital
51361905 | Barbexaclone
51361906 | Benzobarbital
51361907 | Brallobarbital
51361908 | Hexobarbital or hexobarbitone
51361909 | Butalbital
51361910 | Butobarbital or butobarbitone
51361911 | Carbubarb
51361912 | Cyclobarbital or cyclobarbitol or cyclobarbiton
51361913 | Difebarbamate
51361914 | Heptabarb or heptabarbital or heptabarbitone
51361915 | Metharbital
51361916 | Methitural
51361917 | Pentobarbital or pentobarbitone
51361918 | Phenobarbital
51361919 | Proxibarbal or proxibarbital
51361920 | Secobarbital
51361921 | Talbutal
51361922 | Thiobutabarbital
51361923 | Thiotetrabarbital
51361924 | Vinbarbital
51361925 | Butylvinyl or vinylbital
51361926 | Barbital or barbitone
51361927 | Probarbital
51361928 | Amobarbital sodium
51361929 | Aprobarbital sodium
51361930 | Barbital sodium
51361931 | Brallobarbital calcium
51361932 | Butabarbital sodium
51361933 | Butalbital sodium
51361934 | Hexobarbital sodium
51361935 | Methitural sodium
51361936 | Pentobarbital sodium
51361937 | Phenobarbital diethylamine
51361938 | Phenobarbital sodium
51361939 | Probarbital sodium
51361940 | Secobarbital sodium
51361941 | Vinbarbital sodium
51362001 | Cyprazepam
51362002 | Estazolam
51362003 | Flurazepam
51362004 | Zolazepam
51362005 | Flurazepam dihydrochloride
51362006 | Flurazepam hydrochloride
51362007 | Flurazepam monohydrochloride
51362008 | Zolazepam hydrochloride
51362101 | Bromamide
51362102 | Bromisoval or bromvalerylurea
51362103 | Sodium bromide
51362201 | Aceburic acid
51362202 | Carbocloral
51362203 | Carfimate
51362204 | Hexapropymate
51362301 | Cetohexazine
51362302 | Zolpidem
51362303 | Metoserpate
51362304 | Pyrithyldione
51362305 | Metoserpate hydrochloride
51362306 | Zolpidem hemitartrate
51362307 | Zolpidem tartrate
51362401 | Ramelteon
51362402 | Niaprazine
51362403 | Triclofos
51362404 | Homofenazine
51362405 | Homofenazine dihydrochloride
51362406 | Homofenazine hydrochloride
51362407 | Triclofos sodium
51362501 | Amperozide
51362502 | Cloperidone
51362503 | Eszopiclone
51362504 | Etodroxizine
51362505 | Iminophenimide
51362506 | Zopiclone
51362507 | Amperozide hydrochloride
51362508 | Cloperidone hydrochloride
51362509 | Etodroxizine dimaleate
51362510 | Etodroxizine maleate
51362601 | Gabapentin
51362602 | Gabapentin enacarbil
51362603 | Acebrochol
51362701 | Lirequinil
51362702 | Mefeclorazine
51362801 | Methaqualone
51362802 | Etaqualone
51362803 | Methaqualone hydrochloride
51363001 | Clomethiazole
51363002 | Tixadil
51363003 | Carbromal
51363004 | Clomethiazole edisylate
51363101 | Alonimid
51363102 | Amiperone
51363103 | Amphenidone
51363104 | Ectylurea
51363201 | Ethypicone
51363202 | Apronal or apronalide
51363301 | Glutethimide
51363302 | Methyprylon
51363303 | Tameridone
51363304 | Rogletimide
51363401 | Acecarbromal
51363402 | Capuride
51363501 | Amobarbital/secobarbital
51363502 | Aprobarbital/butabarbital/phenobarbital
51363503 | Barbital/hyoscyamine/hyoscyamus/passion/scopolamine/valerian
51363504 | Butabarbital/phenobarbital/secobarbital
51363505 | Hyoscyamus/passion flower/phenobarbital/thiamine/valerian
51363601 | Benolizime
51363602 | Violuric acid
51371501 | Dezocine
51371502 | Tilidine
51371503 | Desmethylmoramide
51371504 | Doxpicomine
51371505 | Lefetamine
51371506 | Doxpicomine hydrochloride
51371507 | Lefetamine hydrochloride
51371508 | Tilidine fumarate
51371509 | Tilidine hydrochloride
51371510 | Tilidine phosphate
51371601 | Tramadol
51371602 | Betametadol or betamethadol
51371603 | Alfametadol or alphamethadol
51371604 | Tramadol hydrochloride
51371701 | Narceine
51371702 | Opium
51371703 | Narceine hydrochloride
51371801 | Promedol or trimeperidine
51371802 | Ketobemidone
51371803 | Meperidine or pethidine
51371804 | Piritramide
51371805 | Ketobemidone hydrochloride
51371806 | Pethidine hydrochloride
51371807 | Trimeperidine hydrochloride
51371901 | Acetylmethadol or methadyl acetate
51371902 | Betacetylmethadol
51371903 | Dimepheptanol or methadol or racemethadol
51371904 | Dipipanone
51371905 | Isomethadone
51371906 | Levacetylmethadol or levomethadyl acetate
51371907 | Methadone
51371908 | Acetylmethadol hydrochloride
51371909 | Dipipanone hydrochloride
51371910 | Methadone hydrochloride
51372001 | Desomorphine
51372002 | Alletorphine
51372003 | Buprenorphine
51372004 | Butorphanol
51372005 | Cyprenorphine
51372006 | Methyldesorphine
51372007 | Etorphine
51372008 | Homprenorphine
51372009 | Hydromorphinol
51372010 | Ketorfanol
51372011 | Levophenacylmorphan
51372012 | Levorphanol
51372013 | Thebacon
51372014 | Metopon
51372015 | Morphine
51372016 | Nalbuphine
51372017 | Pholcodine
51372018 | Nalfurafine
51372019 | Levomethorphan
51372020 | Acetorphine
51372021 | Acetorphine hydrochloride
51372022 | Buprenorphine hydrochloride
51372023 | Butorphanol tartrate
51372024 | Cyprenorphine hydrochloride
51372025 | Etorphine hydrochloride
51372026 | Levomethorphan hydrobromide
51372027 | Levorphanol tartrate
51372028 | Levorphanol tartrate anhydrous
51372029 | Metopon hydrochloride
51372030 | Morphine dinicotinate hydrochloride
51372031 | Morphine hydrochloride
51372032 | Morphine hydrochloride trihydrate
51372033 | Morphine methylbromide
51372034 | Morphine monohydrate
51372035 | Morphine oxide
51372036 | Morphine sulfate
51372037 | Morphine sulfate anhydrous
51372038 | Morphine sulfate pentahydrate
51372039 | Morphine tartrate
51372040 | Nalbuphine hydrochloride
51372041 | Nalfurafine hydrochloride
51372042 | Thebacon hydrochloride
51372101 | Acetyldihydrocodeine
51372102 | 3-methylmorphine or codeine
51372103 | Diacetylmorphine or diamorphine or heroin or morphine diacetate
51372104 | Dihydrocodeine
51372105 | Ethylmorphine
51372106 | Hydrocodone or dihydrocodeinone
51372107 | Hydromorphone
51372108 | Oxycodone
51372109 | Oxymorphone
51372110 | Nicomorphine
51372111 | Acetyldihydrocodeine hydrochloride
51372112 | Codeine hydrobromide
51372113 | Codeine hydrochloride
51372114 | Codeine hydrochloride dihydrate
51372115 | Codeine phosphate hemihydrate
51372116 | Codeine sulfate
51372117 | Dihydrocodeine bitartrate
51372118 | Dihydrocodeine phosphate
51372119 | Dihydrocodeine tartrate
51372120 | Dihydrocodeine thiocyanate
51372121 | Ethylmorphine hydrochloride
51372122 | Hydrocodone bitartrate
51372123 | Hydrocodone hydrochloride
51372124 | Hydrocodone tannate
51372125 | Hydromorphone hydrochloride
51372126 | Nicomorphine hydrochloride
51372127 | Oxycodone hydrochloride
51372128 | Oxycodone terephthalate
51372129 | Oxymorphone hydrochloride
51372201 | Dextromoramide
51372202 | Dextropropoxyphene or propoxyphene
51372203 | Levomoramide
51372204 | Phenadoxone
51372205 | Racemoramide
51372206 | Dextromoramide bitartrate
51372207 | Dextromoramide tartrate
51372208 | Dextropropoxyphene hydrochloride
51372209 | Dextropropoxyphene napsilate
51372301 | Meprodine
51372302 | Alphaprodine
51372303 | Prodine
51372304 | Carperidine
51372305 | Fentanyl
51372306 | Hydroxypethidine
51372307 | Loperamide oxide
51372308 | Ocfentanil
51372309 | Carbamethidine or oxpheneridine
51372310 | Pheneridine
51372311 | Picenadol
51372312 | Properidine
51372313 | Piminodine
51372314 | Mirfentanil
51372315 | Carfentanil
51372316 | Phenampromide
51372317 | Norpipanone
51372318 | Allylprodine
51372319 | Alphaprodine hydrochloride
51372320 | Carfentanil citrate
51372321 | Fentanyl citrate
51372322 | Fentanyl hydrochloride
51372323 | Mirfentanil hydrochloride
51372324 | Ocfentanil hydrochloride
51372325 | Picenadol hydrochloride
51372326 | Piminodine esylate
51372402 | Proheptazine
51372501 | Metheptazine
51372601 | Diampromide
51372602 | Enadoline
51372603 | Ciramadol
51372604 | Dimenoxadol
51372605 | Ciramadol hydrochloride
51372606 | Enadoline hydrochloride
51372701 | Meptazinol
51372702 | Metethoheptazine
51372703 | Meptazinol hydrochloride
51372801 | Ketazocine
51372802 | Quadazocine
51372803 | Nefopam
51372804 | Eptazocine
51372805 | Eptazocine hydrobromide
51372806 | Nefopam hydrochloride
51372807 | Quadazocine mesylate
51372901 | Bezitramide
51372902 | Clonitazene
51372903 | Etonitazene
51372904 | Etonitazene hydrochloride
51373001 | Anazocine
51373002 | Bremazocine
51373003 | Pentazocine
51373004 | Phenazocine
51373005 | Moxazocine
51373006 | Pentazocine hydrochloride
51373007 | Pentazocine lactate
51373008 | Phenazocine hydrobromide
51373101 | Diethylthiambutene
51373102 | Ethylmethylthiambutene
51373103 | Diethylthiambutene hydrochloride
51373201 | Dioxaphetyl
51373202 | Tapentadol
51373203 | Dioxaphetyl butyrate
51373204 | Tapentadol hydrochloride
51373301 | Acetaminophen/dihydrocodeine/salicylamide
51373302 | Acetaminophen/aspirin/caffeine/codeine/salicylamide
51373303 | Acetaminophen/aspirin/caffeine/hydrocodone
51373304 | Acetaminophen/aspirin/codeine
51373305 | Acetaminophen/butalbital/caffeine/codeine
51373306 | Acetaminophen/butalbital/caffeine/hydrocodone
51373307 | Acetaminophen/butalbital/codeine
51373308 | Acetaminophen/caffeine/codeine/salicylamide
51373309 | Acetaminophen/caffeine/dihydrocodeine
51373310 | Acetaminophen/codeine
51373311 | Aspirin/caffeine/dihydrocodeine
51373312 | Acetaminophen/hydrocodone
51373313 | Acetaminophen/meperidine
51373314 | Acetaminophen/oxycodone
51373315 | Acetaminophen/pentazocine
51373316 | Acetaminophen/propoxyphene
51373317 | Aluminum hydroxide/aspirin/codeine/magnesium hydroxide
51373318 | Aspirin/atropine/caffeine/camphor/ipecac/opium/phenacetin
51373319 | Aspirin/butalbital/caffeine/codeine
51373320 | Aspirin/caffeine/codeine
51373321 | Aspirin/propoxyphene
51373322 | Aspirin/caffeine/dihydrocodeine/promethazine
51373323 | Aspirin/caffeine/hydrocodone
51373324 | Aspirin/caffeine/ipecac/opium
51373325 | Aspirin/caffeine/propoxyphene
51373326 | Aspirin/carisoprodol/codeine
51373327 | Aspirin/codeine
51373328 | Aspirin/hydrocodone
51373329 | Aspirin/oxycodone
51373330 | Aspirin/pentazocine
51373331 | Naloxone/pentazocine
51373332 | Atropine/meperidine
51373333 | Belladonna/opium
51373334 | Bupivacaine/fentanyl
51373335 | Bupivacaine/hydromorphone
51373336 | Buprenorphine/naloxone
51373337 | Droperidol/fentanyl
51373338 | Hydrocodone/ibuprofen
51373339 | Meperidine/promethazine
51373340 | Morphine/naltrexone
51373401 | Ammonium/bromodiphenhydramine/codeine/menthol/potassium
51373402 | Acetaminophen/caffeine/chlorpheniramine/hydrocodone/phenylephrine
51373403 | Acetaminophen/chlorpheniramine/codeine/phenylephrine
51373404 | Acetaminophen/codeine/guaifenesin/phenylpropanolamine
51373405 | Ammonium chloride/chlorpheniramine/codeine/phenylephrine
51373406 | Ammonium chloride/chlorpheniramine/codeine/phenylephrine/potassium
51373407 | Ammonium/antimony/cherry/codeine/pine/potassium
51373408 | Ammonium/antimony/chlorpheniramine/codeine/potassium guaiacolsulfonate
51373409 | Ammonium/antimony/codeine/phenylephrine/potassium/pyrilamine
51373410 | Ammonium/bromodiphenhydramine/codeine/diphenhydramine/potassium
51373411 | Chlorpheniramine/codeine
51373412 | Ascorbic acid/hydrocodone/pheniramine/potassium citrate/pyrilamine
51373413 | Bromodiphenhydramine/codeine
51373414 | Brompheniramine/codeine/guaifenesin/menthol/phenylephrine/phenylpropanolamine
51373415 | Brompheniramine/codeine/guaifenesin/phenylephrine/phenylpropanol
51373416 | Brompheniramine/codeine/phenylephrine
51373417 | Brompheniramine/codeine/phenylpropanolamine
51373418 | Caffeine/codeine/menthol/pheniramine/phenylephrine/sodium/sodium
51373419 | Calcium iodide/codeine
51373420 | Carbetapentane/chlorpheniramine/citric/codeine/guaifenesin/sodium salicylate
51373421 | Chlorpheniramine/hydrocodone/nh4/phenindamine/phenylephrine/pyrilamine
51373422 | Chlorpheniramine/codeine/glycerol, iodinated
51373423 | Chlorpheniramine/codeine/phenylephrine
51373424 | Chlorpheniramine/codeine/phenylephrine/phenylpropanolamine
51373425 | Chlorpheniramine/codeine/phenylephrine/potassium iodide
51373426 | Chlorpheniramine/codeine/phenylpropanolamine
51373427 | Chlorpheniramine/codeine/pseudoephedrine
51373428 | Chlorpheniramine/dihydrocodeine/phenylephrine/phenylpropanolamine
51373429 | Chlorpheniramine/hydrocodone
51373430 | Chlorpheniramine/hydrocodone/menthol/pseudoephedrine
51373431 | Codeine/guaifenesin/phenylephrine
51373432 | Chlorpheniramine/hydrocodone/phenindamine/phenylephrine/pyrilamine
51373433 | Chlorpheniramine/hydrocodone/phenylephrine
51373434 | Chlorpheniramine/hydrocodone/pseudoephedrine
51373435 | Citric/codeine/ipecac/potassium/promethazine/sodium
51373436 | Citric/codeine/ipecac/potassium/promethazine/sodium citrate
51373437 | Codeine/ephedrine/guaifenesin
51373438 | Codeine/glycerol, iodinated
51373439 | Codeine/guaifenesin
51373440 | Codeine/guaifenesin/pheniramine
51373441 | Codeine/phenylephrine/promethazine
51373442 | Codeine/guaifenesin/phenylpropanolamine
51373443 | Codeine/guaifenesin/pseudoephedrine
51373444 | Codeine/guaifenesin/pseudoephedrine/triprolidine
51373445 | Codeine/ipecac/phenylephrine/potassium/promethazine
51373446 | Codeine/ipecac/potassium guaiacolsulfonate/promethazine
51373447 | Codeine/menthol/pheniramine/phenylephrine
51373448 | Codeine/papaverine
51373449 | Codeine/phenylephrine/phenylpropanolamine
51373450 | Codeine/phenylephrine/potassium guaiacolsulfonate/promethazine
51373451 | Codeine/terpin hydrate
51373452 | Codeine/phenylephrine/pseudoephedrine
51373453 | Codeine/phenylephrine/pyrilamine
51373454 | Codeine/phenylpropanolamine/promethazine
51373455 | Codeine/potassium citrate
51373456 | Codeine/potassium guaiacolsulfonate/promethazine
51373457 | Codeine/promethazine
51373458 | Codeine/pseudoephedrine
51373459 | Codeine/pseudoephedrine/triprolidine
51373460 | Codeine/pyrilamine
51373461 | Hydrocodone/carbinoxamine/pseudoephedrine
51373462 | Dihydrocodeine/guaifenesin/pheniramine/phenylephrine/phenylpropanolamine
51373463 | Guaifenesin/hydrocodone
51373464 | Guaifenesin/hydrocodone/phenindamine
51373465 | Guaifenesin/hydrocodone/pheniramine/phenylpropanolamine/pyrilamine
51373466 | Guaifenesin/hydrocodone/phenylephrine
51373467 | Guaifenesin/hydrocodone/phenylpropanolamine/salicylamide
51373468 | Guaifenesin/hydrocodone/pseudoephedrine
51373469 | Guaifenesin/hydromorphone
51373470 | Homatropine/hydrocodone
51373471 | Hydrocodone/pheniramine/phenylephrine/phenylpropanolamine/pyrilamine
51373472 | Hydrocodone/phenylephrine
51373473 | Hydrocodone/phenylephrine/pyrilamine
51373474 | Hydrocodone/phenylpropanolamine
51373475 | Hydrocodone/phenyltoloxamine
51373476 | Hydrocodone/potassium guaiacolsulfonate
51373477 | Hydrocodone/pseudoephedrine
51373478 | Morphine/potassium citrate/potassium guaiacolsulfonate
51381501 | Colfenamate
51381502 | Etofenamate
51381503 | Floctafenine
51381504 | Mefenamic acid
51381505 | Mesalamine or mesalazine
51381506 | Morniflumate
51381507 | Talosalate
51381508 | Tolmetin
51381509 | Triflumidate
51381510 | Flufenamic acid
51381511 | Glafenine
51381512 | Meclofenamic acid
51381513 | Glafenine hydrochloride
51381514 | Tolmetin glycine amide
51381515 | Tolmetin sodium
51381516 | Tolmetin sodium dihydrate
51381601 | Difenpiramide
51381602 | Parcetasal
51381701 | Acetaminophen or paracetamol
51381702 | Benorilate
51381703 | Acetaminophen glucuronide
51381704 | Acetaminophen mercapturate
51381705 | Acetaminophen sulfate
51381801 | Fentiazac
51381802 | Oxepinac
51381803 | Talmetacin
51381901 | Ebselen
51381902 | Fenpipalone
51381903 | Mofezolac
51381904 | Oxolamine
51381905 | Parecoxib
51381906 | Valdecoxib
51381907 | Oxolamine citrate
51381908 | Oxolamine hydrochloride
51381909 | Oxolamine phosphate
51381910 | Parecoxib sodium
51382001 | Bufexamac
51382002 | Lufuradom
51382003 | Flunoxaprofen
51382004 | Nabumetone
51382101 | Araprofen
51382102 | Carprofen
51382103 | Carprofen for veterinary use
51382201 | Clofurac
51382202 | Talniflumate
51382301 | Dipyrocetyl
51382302 | Enfenamic acid
51382303 | Feclobuzone
51382304 | Niflumic acid
51382305 | Tolfenamic acid
51382401 | Bromfenac
51382402 | Diflumidone
51382403 | Bromfenac sodium
51382404 | Bromfenac sodium hydrate
51382405 | Bromfenac sodium sesquihydrate
51382406 | Diflumidone sodium
51382501 | Prifelone
51382502 | Namoxyrate
51382503 | Tribenoside
51382504 | Timegadine
51382601 | Carbasalate calcium
51382602 | Lotifazole
51382603 | Tybamate
51382701 | Oxindanac
51382702 | Sulindac
51382703 | Sulindac sodium
51382704 | Sulindac sulfide
51382705 | Sulindac sulfone
51382801 | Clofexamide
51382802 | Clofezone
51382803 | Clofezone anhydrous
51382804 | Clofezone dihydrate
51382901 | Glucosamine
51382902 | Ibuproxam
51382903 | Tesimide
51382904 | Rofecoxib
51382905 | Glucosamine hydrochloride
51382906 | Glucosamine sulfate
51383001 | Fenflumizol or fenflumizole
51383002 | Nimazone
51383003 | Tomoxiprole
51383101 | Bermoprofen
51383102 | Oxaceprol
51383103 | Quinupramine
51383201 | Clidanac
51383202 | Flosulide
51383301 | Lumiracoxib
51383302 | Aceclofenac
51383303 | Amfenac
51383304 | Diclofenac
51383305 | Felbinac
51383306 | Fenclorac
51383307 | Nepafenac
51383308 | Robenacoxib
51383309 | Alclofenac
51383310 | Amfenac sodium
51383311 | Diclofenac diethylamine
51383312 | Diclofenac epolamine
51383313 | Diclofenac hydroxyethylpyrrolidine
51383314 | Diclofenac potassium
51383315 | Diclofenac sodium
51383316 | Felbinac ethyl
51383317 | Felbinac ethyl ester
51383401 | Acemetacin
51383402 | Etodolac
51383403 | Zidometacin
51383404 | Proglumetacin
51383405 | Proglumetacin dimaleate
51383406 | Proglumetacin maleate
51383501 | Tenidap
51383502 | Delmetacin
51383503 | Glucametacin
51383504 | Ketorolac
51383505 | Oxametacin or oxamethacin
51383506 | Pravadoline
51383507 | Indometacin or indomethacin
51383508 | Indomethacin sodium
51383509 | Ketorolac trometamol
51383510 | Ketorolac tromethamine
51383511 | Pravadoline maleate
51383512 | Tenidap sodium
51383701 | Bumadizone
51383702 | Aurothioglucose
51383703 | Lobuprofen
51383704 | Naproxol
51383705 | Bumadizone calcium
51383706 | Lobuprofen hydrochloride
51383801 | Adapalene
51383802 | Naproxcinod
51383901 | Clonixeril
51383902 | Clonixin
51383903 | Flunixin
51383904 | Nifenazone
51383905 | Lysine clonixinate
51383906 | Flunixin meglumine
51384001 | Carsalam
51384002 | Chlorthenoxazine
51384003 | Morazone
51384004 | Morazone hydrochloride
51384101 | Fenbufen
51384102 | Metbufen
51384103 | Butibufen
51384201 | Fenoprofen
51384202 | Loxoprofen
51384203 | Miroprofen
51384204 | Piketoprofen
51384205 | Fenoprofen calcium
51384206 | Fenoprofen calcium anhydrous
51384207 | Fenoprofen sodium
51384208 | Loxoprofen sodium
51384209 | Loxoprofen sodium dihydrate
51384210 | Piketoprofen hydrochloride
51384301 | Benzpiperylon
51384302 | Broperamole
51384303 | Flazalone
51384501 | Alminoprofen
51384502 | Bakeprofen
51384503 | Benoxaprofen
51384504 | Carpofen
51384505 | Cinaproxen
51384506 | Dexketoprofen
51384507 | Fluprofen
51384508 | Flurbiprofen
51384509 | Ibuprofen
51384510 | Indoprofen
51384511 | Ketoprofen
51384512 | Losmiprofen
51384513 | Mexoprofen
51384514 | Naproxen
51384515 | Oxaprozin
51384516 | Pranoprofen
51384517 | Suprofen
51384518 | Tiaprofenic acid
51384519 | Vedaprofen
51384520 | Zaltoprofen
51384521 | Dexibuprofen lysine
51384522 | Dexketoprofen trometamol
51384523 | Flurbiprofen axetil
51384524 | Flurbiprofen sodium
51384525 | Ibuprofen aluminum
51384526 | Ibuprofen lysinate
51384527 | Ibuprofen piconol
51384528 | Ibuprofen sodium
51384529 | Ketoprofen lysine
51384530 | Ketoprofen sodium
51384531 | Naproxen etemesil
51384532 | Naproxen piperazine
51384533 | Naproxen sodium
51384534 | Dexibuprofen
51384601 | Dipyrone or metamizol or metamizole
51384602 | Aminophenazone or aminopyrine
51384603 | Antipyrine or phenazone or phenazon or analgesine
51384604 | Bendazac or bendazolic acid
51384605 | Benzydamine
51384606 | Bisfenazone
51384607 | Celecoxib
51384608 | Difenamizole
51384609 | Oxyphenbutazone
51384610 | Edaravone or norphenazone
51384611 | Feprazone
51384612 | Kebuzone or ketophenylbutazone
51384613 | Lonazolac
51384614 | Mofebutazone
51384615 | Niprofazone
51384616 | Pirazolac
51384617 | Propyphenazone
51384618 | Suxibuzone
51384619 | Trifezolac
51384620 | Phenylbutazone
51384621 | Aminophenazone cyclamate
51384622 | Praxadine
51384623 | Bendazac lysine dihydrate
51384624 | Bendazac sodium
51384625 | Benzydamine hydrochloride
51384626 | Lonazolac calcium
51384627 | Metamizole sodium
51384628 | Mofebutazone sodium
51384629 | Oxyphenbutazone anhydrous
51384630 | Oxyphenbutazone piperazine
51384631 | Phenazone salicylate
51384632 | Phenylbutazone calcium
51384633 | Phenylbutazone sodium
51384701 | Cinnopentazone or cintazone
51384702 | Emorfazone
51384703 | Isamfazone
51384801 | Droxicam
51384802 | Etoricoxib
51384803 | Phenazopyridine
51384901 | Firocoxib
51384902 | Rimazolium
51384903 | Ruvazone
51384904 | Quillifoline
51385001 | Anirolac
51385002 | Isoprazone
51385003 | Zomepirac
51385004 | Zomepirac sodium
51385005 | Zomepirac sodium anhydrous
51385101 | Amixetrine
51385102 | Felipyrine
51385103 | Amixetrine hydrochloride
51385201 | Fluquazone
51385202 | Proquazone
51385301 | Ciproquazone
51385401 | Cinchophen
51385402 | Diclonixin
51385403 | Cintazone or cinnopentazone
51385404 | Cinchophen lithium
51385405 | Cinchophen piperazine
51385501 | Ethenzamide
51385502 | Salacetamide
51385601 | Imidazole salicylate
51385602 | Aspirin
51385603 | Choline salicylate
51385604 | Detanosal
51385605 | Fendosal
51385606 | Guacetisal
51385607 | Magnesium salicylate
51385608 | Methyl salicylate
51385609 | Potassium salicylate
51385610 | Salicylsalicylic acid or salsalate
51385611 | Sulfosalicylic acid
51385612 | Diethylamine salicylate
51385613 | Aspirin aluminium
51385614 | Aspirin calcium
51385615 | Aspirin glycine calcium
51385616 | Aspirin magnesium
51385617 | Aspirin methyl ester
51385701 | Deracoxib
51385702 | Nimesulide
51385703 | Tilmacoxib
51385801 | Ampiroxicam
51385802 | Isoxicam
51385803 | Lornoxicam
51385804 | Meloxicam
51385805 | Piroxicam
51385806 | Tenoxicam
51385807 | Piroxicam cinnamate
51385808 | Piroxicam olamine
51385809 | Piroxicam pivalic ester
51385901 | Darbufelone
51385902 | Tianafac
51385903 | Apazone or azapropazone
51385904 | Darbufelone mesilate or mesylate
51386001 | Isoprofen
51386002 | Bifeprofen
51386003 | Bufezolac
51386004 | Butanixin
51386005 | Cliprofen
51386006 | Drinidene
51386007 | Duometacin
51386008 | Fenclozic acid
51386009 | Furcloprofen
51386010 | Lexofenac
51386011 | Mabuprofen
51386012 | Metamfazone
51386013 | Pimetacin
51386014 | Sulprosal
51386015 | Tazeprofen
51386016 | Tenosiprol
51386017 | Zoliprofen
51386101 | Exisulind
51386102 | Paranyline or renytoline
51386201 | Acexamic acid
51386202 | Olsalazine
51386203 | Eltenac
51386204 | Diacerein
51386205 | Olsalazine sodium
51386301 | Meseclazone
51386302 | Pirprofen
51386401 | Balsalazide
51386402 | Tepoxalin
51386403 | Balsalazide disodium
51386404 | Balsalazide sodium
51386501 | Glycerin/lysine
51386502 | Isoleucine/leucine/valine
51386601 | Alcohol/hydrocortisone
51386602 | Aloe/hydrocortisone
51386603 | Aloe/hydrocortisone/pramoxine
51386604 | Dibucaine/hydrocortisone
51386605 | Diperodon/hydrocortisone/zinc oxide
51386606 | Fluocinolone/pyrithione
51386607 | Hydrocortisone/isopropyl alcohol/resorcinol/sulfur
51386608 | Hydrocortisone/isopropyl alcohol/salicylic acid/sodium thiosulfate
51386609 | Hydrocortisone/lidocaine
51386610 | Hydrocortisone/pramoxine
51386611 | Hydrocortisone/salicylic acid/sulfur
51386612 | Hydrocortisone/sulfur/zinc oxide
51386613 | Hydrocortisone/urea
51391501 | Imoxiterol
51391502 | Isoxaprolol
51391503 | Naminterol
51391601 | Octodrine
51391602 | Aminophylline
51391603 | Amrinone or inamrinone
51391604 | Isometheptene
51391605 | Milrinone
51391606 | Prenylamine
51391607 | Propylhexedrine
51391608 | Ractopamine
51391609 | Hydroxyamphetamine
51391610 | Aminophylline dihydrate
51391611 | Aminophylline hydrate
51391612 | Amrinone lactate
51391613 | Isometheptene bitartrate
51391614 | Isometheptene hydrochloride
51391615 | Isometheptene mucate
51391616 | Milrinone lactate
51391617 | Prenylamine lactate
51391618 | Propylhexedrine hydrochloride
51391619 | Ractopamine hydrochloride
51391701 | Butopamine
51391702 | Adrenalone
51391703 | Albuterol or salbutamol
51391704 | Alifedrine
51391705 | Bambuterol
51391706 | Bitolterol
51391707 | Etilefrine
51391708 | Denopamine
51391709 | Carbuterol
51391710 | Cimaterol
51391711 | Cinnamedrine
51391712 | Clenbuterol
51391713 | Clorprenaline
51391714 | Dimetofrine
51391715 | Dipivefrin or dipivefrine
51391716 | Divabuterol
51391717 | Ephedrine
51391718 | Isoetarine or isoetharine
51391719 | Etafedrine
51391720 | Butanefrine or ethylnorepinephrine
51391721 | Fenoterol
51391722 | Levarterenol or noradrenaline or norepinephrine
51391723 | Levalbuterol or levosalbutamol
51391724 | Levisoprenaline
51391725 | Mabuterol
51391726 | Orciprenaline or metaproterenol
51391727 | Methoxamine
51391728 | Metiprenaline
51391729 | Midodrine
51391730 | Pirbuterol
51391731 | Norfenefrine
51391732 | Octopamine
51391733 | Oxilofrine
51391734 | Phenylephrine
51391735 | Theodrenaline
51391736 | Racephedrine
51391737 | Ritodrine
51391738 | Salmefamol
51391739 | Salmeterol
51391740 | Tazolol
51391741 | Tobuterol
51391742 | Isoprenaline
51391743 | Adrenalin or adrenaline or epinephrine
51391744 | Colterol
51391745 | Isoetharine mesylate
51391746 | Racepinefrine or racepinephrine
51391747 | Arformoterol
51391749 | Eformoterol or formoterol
51391801 | Levmetamfetamine or levomethamphetamine
51391802 | Gepefrine
51391803 | Mephentermine
51391804 | Methedrone or methoxyphedrine
51391805 | Methoxyphenamine
51391806 | Pholedrine
51391807 | Hydroxyamphetamine hydrobromide
51391808 | Gepefrine tartrate
51391809 | Mephentermine sulfate
51391810 | Mephentermine sulphate
51391811 | Methoxyphenamine hydrochloride
51391812 | Pholedrine sulfate
51391813 | Pholedrine sulphate
51391901 | Dilazep
51391902 | Azepexole
51391903 | Azepexole dihydrochloride
51391904 | Dilazep dihydrochloride
51392001 | Fenoldopam
51392002 | Adibendan
51392003 | Cinamolol
51392004 | Sulfonterol
51392005 | Fenoldopam mesilate or mesylate
51392201 | Alinidine
51392202 | Apraclonidine or iopidine
51392203 | Clonidine
51392204 | Coumazoline
51392205 | Detomidine
51392206 | Metizoline
51392207 | Indanazoline
51392208 | Indanidine
51392209 | Dexlofexidine or levlofexidine or lofexidine
51392210 | Medetomidine
51392211 | Mivazerol or piroximone
51392212 | Piroximone
51392213 | Tefazoline
51392214 | Tizanidine
51392215 | Tolonidine
51392216 | Tramazoline
51392217 | Fenoxazoline
51392218 | Apraclonidine hydrochloride
51392219 | Clonidine hydrochloride
51392220 | Detomidine hydrochloride
51392221 | Detomidine hydrochloride for veterinary use
51392222 | Fenoxazoline hydrochloride
51392223 | Indanazoline hydrochloride
51392224 | Lofexidine hydrochloride
51392225 | Medetomidine hydrochloride
51392226 | Metizoline hydrochloride
51392227 | Tizanidine hydrochloride
51392228 | Tolonidine nitrate
51392229 | Tramazoline hydrochloride
51392230 | Tramazoline hydrochloride monohydrate
51392301 | Debrisoquine
51392302 | Broxaterol
51392303 | Medorinone
51392304 | Xamoterol
51392305 | Debrisoquine sulfate
51392306 | Xamoterol fumarate
51392307 | Xamoterol hemifumarate
51392401 | Arbutamine
51392402 | Dobutamine
51392403 | Dopamine
51392404 | Dopexamine
51392405 | Ibopamine
51392406 | Levonordefrin
51392407 | Arbutamine hydrochloride
51392408 | Dobutamine hydrochloride
51392409 | Dobutamine lactobionate
51392410 | Dobutamine tartrate
51392411 | Dopamine dimethyl ether
51392412 | Dopamine hydrochloride
51392413 | Dopamine lutine
51392414 | Dopexamine dihydrochloride
51392415 | Dopexamine hydrochloride
51392416 | Ibopamine hydrochloride
51392501 | Rimiterol
51392502 | Tretoquinol
51392503 | Cyclopentamine
51392504 | Carbazeran
51392505 | Cyclopentamine hydrochloride
51392506 | Rimiterol hbr
51392507 | Rimiterol hydrobromide
51392508 | Tretoquinol hydrochloride
51392601 | Cafedrine
51392602 | Metaraminol
51392603 | Phenylpropanolamine
51392604 | Cafedrine hydrochloride
51392605 | Metaraminol bitartrate
51392606 | Metaraminol hydrochloride
51392607 | Metaraminol tartrate
51392608 | Phenylpropanolamine bitartrate
51392609 | Phenylpropanolamine hydrochloride
51392610 | Phenylpropanolamine maleate
51392611 | Phenylpropanolamine sulfate
51392612 | Phenylpropanolamine sulphate
51392701 | Saterinone
51392702 | Acefylline piperazine
51392801 | Bemoradan
51392802 | Amezinium metilsulfate
51392803 | Prinoxodan
51392804 | Zindotrine
51392805 | Imazodan
51392806 | Imazodan hydrochloride
51392901 | Picumeterol
51392902 | Azanator
51392903 | Azanator maleate
51392904 | Picumeterol fumarate
51393001 | Quazinone
51393002 | Quazodine
51393003 | Piquizil
51393004 | Piquizil hydrochloride
51393101 | Aganodine
51393102 | Guanabenz
51393103 | Guanoxabenz
51393104 | Vesnarinone
51393105 | Guanabenz acetate
51393106 | Guanabenz monoacetate
51393107 | Guanoxabenz hydrochloride
51393201 | Tiamenidine
51393202 | Zilpaterol
51393203 | Meluadrine
51393204 | Meluadrine tartrate
51393205 | Tiamenidine hydrochloride
51393301 | Nardeterol
51393302 | Benafentrine
51393303 | Clonazoline
51393304 | Dalbraminol
51393305 | Dexlofexidine
51393306 | Difeterol
51393307 | Etanterol
51393308 | Laprafylline
51393309 | Lodiperone
51393310 | Mexafylline
51393311 | Neraminol
51393312 | Norbudrine
51393313 | Pivenfrine
51393314 | Spirofylline
51393315 | Sulukast
51393316 | Triclofylline
51393317 | Visnafylline
51393318 | Suloxifen
51393319 | Difeterol hydrochloride
51393320 | Suloxifen oxalate
51393401 | Ambuphylline or bufylline
51393402 | Bamifylline
51393403 | Etofylline
51393404 | Choline theophyllinate or oxtriphylline
51393405 | Theophylline
51393406 | Verofylline
51393407 | Tazifylline
51393408 | Acefylline
51393409 | Xanoxic acid
51393410 | Acefylline clofibrol
51393411 | Bamifylline hydrochloride
51393412 | Tazifylline hydrochloride
51393601 | Doxaminol
51393602 | Protokylol
51393603 | Bucladesine
51393604 | Indacaterol
51393605 | Bucladesine sodium
51393606 | Indacaterol maleate
51393607 | Protokylol hydrochloride
51393701 | Oxitropium
51393702 | Pelrinone
51393703 | Oxitropium bromide
51393704 | Pelrinone hydrochloride
51393801 | Dextrose/dopamine
51393802 | Isoproterenol/sodium chloride
51401501 | Bromazepam
51401502 | Climazolam
51401503 | Chlordiazepoxide
51401504 | Cinolazepam
51401505 | Alprazolam
51401506 | Doxefazepam
51401507 | Bretazenil
51401508 | Lormetazepam
51401509 | Meclonazepam
51401510 | Medazepam
51401511 | Ethyl carfluzepate
51401512 | Menitrazepam
51401513 | Nitrazepam
51401514 | Prazepam
51401515 | Clobazam
51401516 | Clonazepam
51401517 | Cloxazolam
51401518 | Diazepam
51401519 | Ethyl loflazepate
51401520 | Elfazepam
51401521 | Halazepam
51401522 | Ethyl dirazepate
51401523 | Etizolam
51401524 | Fludiazepam
51401525 | Flumazenil
51401526 | Flunitrazepam
51401527 | Ketazolam
51401528 | Flutazolam
51401529 | Flutoprazepam
51401530 | Girisopam
51401531 | Nordazepam
51401532 | Iclazepam
51401533 | Lorazepam
51401535 | Nortetrazepam
51401536 | Metaclazepam
51401537 | Mexazolam
51401538 | Midazolam
51401539 | Motrazepam
51401540 | Nimetazepam
51401541 | Sarmazenil
51401542 | Oxazepam
51401543 | Pinazepam
51401544 | Pivoxazepam
51401545 | Proflazepam
51401546 | Quazepam
51401547 | Razobazam
51401548 | Reclazepam
51401549 | Haloxazolam
51401550 | Triazolam
51401551 | Sulazepam
51401552 | Talampanel
51401553 | Temazepam
51401554 | Tetrazepam
51401555 | Tofisopam
51401556 | Tolufazepam
51401557 | Adinazolam
51401558 | Loprazolam
51401559 | Camazepam
51401560 | Adinazolam mesilate or mesylate
51401561 | Chlordiazepoxide hydrochloride
51401562 | Chlordiazepoxide lactam
51401563 | Diazepam hydrochloride
51401564 | Loprazolam methanesulfonate
51401565 | Loprazolammesilate or mesylate
51401566 | Lorazepam glucuronide
51401567 | Medazepam hydrochloride
51401568 | Metaclazepam hydrochloride
51401569 | Midazolam hydrochloride
51401570 | Midazolam maleate
51401601 | Bentazepam
51401602 | Brotizolam
51401603 | Tiapride
51401604 | Tiapride hydrochloride
51401701 | Captodiame or captodiamine
51401702 | Benzoctamine
51401703 | Avizafone
51401704 | Febarbamate
51401705 | Olanzapine
51401706 | Benzoctamine hydrochloride
51401707 | Captodiame hydrochloride
51401708 | Olanzapine embonate
51401709 | Olanzapine hydrochloride
51401710 | Olanzapine pamoate
51401801 | Ciclotizolam
51401802 | Clotiazepam
51401803 | Premazepam
51401901 | Rilmazafone
51401902 | Alpidem
51401903 | Divaplon
51401904 | Fasiplon
51401905 | Panadiplon
51401906 | Rilmazafone hydrochloride
51402001 | Emylcamate
51402002 | Mebutamate
51402003 | Meprobamate
51402004 | Procymate
51402101 | Chlormezanone
51402102 | Dichlormezanone
51402201 | Pagoclone
51402202 | Pipequaline
51402203 | Buspirone
51402204 | Duloxetine
51402205 | Buspirone hydrochloride
51402206 | Duloxetine hydrochloride
51402207 | Etifoxine
51402301 | Mepiprazole
51402302 | Enciprazine
51402303 | Enpiprazole
51402304 | Revospirone
51402305 | Metanopirone or tandospirone
51402306 | Enciprazine dihydrochloride
51402307 | Enciprazine hydrochloride
51402308 | Enpiprazole hydrochloride
51402309 | Mepiprazole dihydrochloride
51402310 | Tandospirone citrate
51402401 | Azacyclonol
51402402 | Prazitone
51402403 | Azacyclonol hydrochloride
51402404 | Prazitone hydrochloride
51402501 | Abecarnil
51402502 | Gedocarnil
51402601 | Ipsapirone
51402602 | Ocinaplon
51402603 | Ipsapirone hydrochloride
51411501 | Burodiline
51411502 | Cyclandelate
51411503 | Fenetradil
51411504 | Hexobendine
51411505 | Stevaladil
51411601 | Suloctidil
51411602 | Bamethan
51411603 | Buphenine or nylidrin
51411604 | Dilevalol
51411605 | Glyceryl trinitrate or glyceryltrinitrate or nitroglycerin
51411606 | Oxyfedrine
51411607 | Propatylnitrate
51411608 | Tenitramine
51411609 | Teopranitol
51411610 | Tipropidil
51411611 | Bamethan sulfate
51411612 | Bamethan sulphate
51411613 | Buphenine hydrochloride
51411614 | Dilevalol hydrochloride
51411615 | Oxyfedrine hydrochloride
51411616 | Tipropidil hydrochloride
51411701 | Pimefylline
51411702 | Brovincamine
51411703 | Ciclosidomine
51411704 | Ethaverine
51411705 | Pentifylline
51411706 | Vinburnine
51411707 | Papaverine or papaverinum
51411708 | Brovincamine fumarate
51411709 | Ethaverine hydrochloride
51411710 | Papaverine hydrochloride
51411711 | Papaverine nitrite
51411712 | Papaverine sulfate
51411713 | Papaverine sulphate
51411714 | Pimefylline nicotinate
51411801 | Acoxatrine
51411802 | Cetiedil
51411803 | Fenoxedil
51411804 | Co-dergocrine mesilate or dihydroergotoxine mesylate or ergoloid mesylate
51411805 | Cetiedil citrate
51411806 | Fenoxedil hydrochloride
51411901 | Aminoxytriphene or amotriphene
51411902 | Droprenilamine
51411903 | Emopamil
51411904 | Fenalcomine
51411905 | Fantofarone
51411906 | Droprenilamine hydrochloride
51412001 | Molsidomine
51412002 | Butalamine
51412003 | Butalamine hydrochloride
51412004 | Cilostazol
51412005 | Enoximone
51412006 | Imolamine
51412007 | Ipramidil
51412009 | Linsidomine
51412010 | Mefenidil
51412011 | Nanterinone
51412012 | Trapidil
51412013 | Imolamine hydrochloride
51412014 | Linsidomine hydrochloride
51412015 | Mefenidil fumarate
51412016 | Nanterinone mesylate
51412101 | Bendazol
51412102 | Buterizine
51412103 | Bendazol hydrochloride
51412301 | Benziodarone
51412302 | Clobenfurol or cloridarol
51412401 | Carbocromen or chromonar
51412402 | Efloxate
51412403 | Visnadine
51412404 | Carbocromen hydrochloride
51412501 | Azaclorzine
51412502 | Chloracizine or chloracyzine
51412503 | Azaclorzine hydrochloride
51412601 | Nitroprusside
51412602 | Todralazine
51412603 | Dioxyline
51412604 | Ledazerol
51412605 | Floredil
51412606 | Todralazine hydrochloride
51412701 | Nafronyl or naftidrofuryl
51412702 | Alteplase
51412703 | Naftidrofuryl hydrogen oxalate
51412704 | Naftidrofuryl oxalate
51412801 | Etafenone
51412802 | Perfomedil
51412803 | Etafenone hydrochloride
51412901 | Micinicate
51412902 | Nicofuranose
51412903 | Ciclonicate
51413001 | Aminoethyl nitrate
51413002 | Clonitrate
51413003 | Eritrityl tetranitrate
51413004 | Itramin tosilate or itramin tosylate
51413005 | Mannitol hexanitrate
51413006 | Trolnitrate
51413101 | Cilostamide
51413102 | Buquineran
51413103 | Flosequinan
51413104 | Razinodil
51413105 | Fasudil
51413106 | Fasudil hydrochloride
51413107 | Fasudil hydrochloride hydrate
51413108 | Udenafil
51413201 | Cinepazic acid
51413202 | Cinepazide
51413203 | Trimetazidine
51413204 | Sildenafil
51413205 | Vardenafil
51413206 | Cinepazide maleate
51413207 | Sildenafil citrate
51413208 | Trimetazidine dihydrochloride
51413209 | Trimetazidine hydrochloride
51413210 | Vardenafil dihydrochloride
51413211 | Vardenafil hydrochloride
51413212 | Vardenafil hydrochloride hydrate
51413213 | Avanafil
51413301 | Alprostadil
51413302 | Gemeprost
51413303 | Alprostadil alfadex
51413401 | Endralazine
51413402 | Pildralazine
51413403 | Dihydroergocristine
51413404 | Endralazine mesilate or mesylate
51413501 | Gapicomine
51413502 | Ibudilast
51413503 | Nicotinyl alcohol or pyridylcarbinol
51413504 | Nimodipine
51413505 | Nitrendipine
51413506 | Tadalafil
51413601 | Cinepazet
51413602 | Bumepidil
51413603 | Carprazidil
51413604 | Cinepazet maleate
51413701 | Buflomedil
51413702 | Fronepidil
51413703 | Buflomedil hydrochloride
51413801 | Podilfen
51413901 | Pitenodil
51413902 | Altapizone
51413903 | Cinepaxadil
51413904 | Dramedilol
51413905 | Flosatidil
51413906 | Iproxamine
51413907 | Manozodil
51413908 | Nesapidil
51413909 | Parodilol
51413910 | Piraxelate
51413911 | Vincantril
51413912 | Vinpoline
51413913 | Iproxamine hydrochloride
51414001 | Hexadiline
51414002 | Mindodilol
51414101 | Regadenoson
51414102 | Etofylline nicotinate
51421501 | Fluticasone
51421502 | Timobesone
51421503 | Loteprednol
51421504 | Fluticasone furoate
51421505 | Fluticasone propionate
51421506 | Loteprednol etabonate
51421507 | Timobesone acetate
51421601 | Clobetasol
51421602 | Clobetasone
51421603 | Diflorasone
51421604 | Halobetasol or ulobetasol
51421605 | Clobetasol propionate
51421606 | Clobetasone butyrate
51421607 | Diflorasone diacetate
51421608 | Ulobetasol propionate
51421701 | Corticorelin ovine triflutate
51421702 | Corticorelin
51421801 | Rofleponide
51421802 | Budesonide
51421901 | Naflocort
51421902 | Locicortolone
51421903 | Cortisone
51421904 | Cortisone acetate
51421905 | Cortisone aceticum
51421906 | Locicortolone dicibate
51421907 | Naflocort anhydrous
51422001 | Cosyntropin or tetracosactide
51422002 | Sermorelin
51422003 | Sermorelin acetate
51422101 | Prednisone
51422102 | Chloroprednisone
51422103 | Clocortolone
51422104 | Diflucortolone
51422105 | Fluocortin
51422106 | Fluocortolone
51422107 | Meprednisone
51422108 | Mometasone
51422109 | Tralonide
51422110 | Chloroprednisone acetate
51422111 | Clocortolone acetate
51422112 | Clocortolone pivalate
51422113 | Diflucortolone pivalate
51422114 | Diflucortolone valerate
51422115 | Fluocortin butyl
51422116 | Fluocortin butyl ester
51422117 | Fluocortolone acetate
51422118 | Fluocortolone caproate
51422119 | Meprednisone disodium phosphate
51422120 | Mometasone furoate
51422121 | Mometasone furoate hydrate
51422122 | Mometasone furoate monohydrate
51422123 | Prednisone intensol
51422201 | Fluocinonide
51422202 | Fluorometholone
51422203 | Rimexolone
51422204 | Triamcinolone
51422205 | Flunarizine
51422206 | Fluocinolone acetonide
51422207 | Flunarizine dihydrochloride
51422208 | Flunarizine hydrochloride
51422209 | Fluorometholone acetate
51422210 | Triamcinolone acetonide
51422211 | Triamcinolone acetonide hemisuccinate
51422212 | Triamcinolone acetonide sodium phosphate
51422213 | Triamcinolone acetonide valerate
51422214 | Triamcinolone benetonide
51422215 | Triamcinolone diacetate
51422216 | Triamcinolone hexacetonide
51422301 | Alclometasone
51422302 | Beclometasone or Beclomethasone
51422303 | Betamethasone
51422304 | Desonide
51422305 | Desoximetasone
51422306 | Dexamethasone
51422307 | Fluprednidene
51422308 | Dichlorisone
51422309 | Difluprednate
51422310 | Fluprednisolone
51422311 | Mazipredone
51422312 | Methylprednisolone
51422313 | Paramethasone
51422314 | Prednicarbate
51422315 | Prednisolone
51422316 | Prednylidene
51422317 | Fluclorolone
51422318 | Melengestrol
51422319 | Fluperolone
51422320 | Halometasone
51422321 | Alclometasone dipropionate
51422322 | Betamethasone acetate
51422323 | Betamethasone acibutate
51422324 | Betamethasone benzoate
51422325 | Betamethasone butyrate propionate
51422326 | Betamethasone dihydrogen phosphate
51422327 | Betamethasone dipropionate
51422328 | Betamethasone phosphate
51422329 | Betamethasone sodium phosphate
51422330 | Betamethasone succinate
51422331 | Betamethasone valerate
51422332 | Dexamethasone acefurate
51422333 | Dexamethasone acetate
51422334 | Dexamethasone acetate anhydrous
51422335 | Dexamethasone beloxil
51422336 | Dexamethasone dipropionate
51422337 | Dexamethasone isonicotinate
51422338 | Dexamethasone metasulfobenzoate sodium
51422339 | Dexamethasone palmitate
51422340 | Dexamethasone phosphate
51422341 | Dexamethasone pivalate
51422342 | Dexamethasone sodium phosphate
51422343 | Dexamethasone tebutate
51422344 | Dexamethasone trimethyl acetate
51422345 | Dexamethasone valerate
51422346 | Dichlorisone acetate
51422347 | Fluclorolone acetonide
51422348 | Fluperolone acetate
51422349 | Fluprednisolone valerate
51422350 | Halometasone monohydrate
51422351 | Mazipredone hydrochloride
51422352 | Melengestrol acetate
51422353 | Methylprednisolone aceponate
51422354 | Methylprednisolone acetate
51422355 | Methylprednisolone sodium phosphate
51422356 | Methylprednisolone sodium succinate
51422357 | Methylprednisolone suleptanate
51422358 | Paramethasone acetate
51422359 | Paramethasone disodium phosphate
51422360 | Prednisolone acetate
51422361 | Prednisolone hemisuccinate
51422362 | Prednisolone phosphate
51422363 | Prednisolone sodium metasulfobenzoate
51422364 | Prednisolone sodium phosphate
51422365 | Prednisolone sodium succinate
51422366 | Prednisolone steaglate
51422367 | Prednisolone succinate
51422368 | Prednisolone tebutate
51422369 | Prednisolone valerate acetate
51422370 | Flumetasone or flumethasone
51422401 | 11-deoxycortisol or cortexolone or cortodoxone
51422402 | Aldosterone
51422403 | Anecortave
51422404 | Butixocort
51422405 | Ciclesonide
51422406 | Cloprednol
51422407 | Cortivazol
51422408 | Deflazacort
51422409 | Deoxycorticosterone or desoxycorticosterone or desoxycortone
51422410 | Fludrocortisone
51422411 | Fludroxycortide or flurandrenolide
51422412 | Flumedroxone
51422413 | Flunisolide
51422414 | Halcinonide
51422415 | Hydrocortisone
51422416 | Medrysone
51422417 | Hydrocortisone butyrate
51422418 | Tixocortol
51422419 | Desoxycorticosterone or desoxycortone
51422420 | Desoxycortone pivalate
51422421 | Fludrocortisone acetate
51422422 | Fludrocortisone hemisuccinate
51422423 | Flunisolide acetate
51422424 | Hydrocortisone aceponate
51422425 | Hydrocortisone acetate
51422426 | Hydrocortisone buteprate
51422427 | Hydrocortisone butyrate propionate
51422428 | Hydrocortisone caproate
51422429 | Hydrocortisone cypionate
51422430 | Hydrocortisone hemisuccinate anhydrous
51422431 | Hydrocortisone phosphate
51422432 | Hydrocortisone probutate
51422433 | Hydrocortisone sodium phosphate
51422434 | Hydrocortisone sodium succinate
51422435 | Hydrocortisone tebutate
51422436 | Hydrocortisone valerate
51422437 | Tixocortol pivalate
51422501 | Isoprednidene
51422502 | Acrocinonide
51422503 | Amcinafide
51422504 | Amcinonide
51422505 | Amebucort
51422506 | Cicortonide
51422507 | Cortisuzol
51422508 | Halocortolone
51422509 | Hydrocortamate
51422510 | Oxisopred
51422511 | Triclonide
51422512 | Hydrocortamate hydrochloride
51422601 | Dexamethasone/lidocaine
51431501 | Eprosartan
51431502 | Aliskiren
51431503 | Tirofiban
51431504 | Arfalasin
51431505 | Aliskiren fumarate
51431506 | Eprosartan mesilate or mesylate
51431507 | Tirofiban hydrochloride
51431508 | Tirofiban hydrochloride anhydrous
51431509 | Tirofiban hydrochloride monohydrate
51431510 | Arginine hydrochloride
51431601 | Anipamil
51431602 | Atomoxetine
51431603 | Devapamil
51431604 | Fendiline
51431605 | Gallopamil
51431606 | Metirosine or metyrosine
51431607 | Pargyline
51431608 | Terodiline
51431609 | Verapamil
51431610 | Fendiline hydrochloride
51431611 | Gallopamil hydrochloride
51431612 | Pargyline hydrochloride
51431613 | Terodiline hydrochloride
51431614 | Verapamil hydrochloride
51431701 | Benazepril
51431702 | Benazeprilat
51431703 | Libenzapril
51431704 | Diltiazem
51431705 | Clentiazem
51431706 | Benazepril hydrochloride
51431707 | Clentiazem maleate
51431708 | Diltiazem hydrochloride
51431709 | Diltiazem malate
51431801 | Irbesartan
51431802 | Diclofurime
51431803 | Methyldopa
51431804 | Azilsartan
51431805 | Irbesartan hydrochloride
51431806 | Methyldopa anhydrous
51431807 | Methyldopa sesquihydrate
51431901 | Candesartan
51431902 | Telmisartan
51431903 | Exaprolol
51431904 | Candesartan cilexetil
51431905 | Exaprolol hydrochloride
51431906 | Sapropterin
51432001 | Sitaxentan
51432002 | Bencyclane
51432003 | Delapril
51432004 | Guggulsterone
51432005 | Bencyclane fumarate
51432006 | Delapril hydrochloride
51432007 | Sitaxentan sodium
51432101 | Guabenxan
51432102 | Guanadrel
51432103 | Guanclofine
51432104 | Guanethidine
51432105 | Guanfacine
51432106 | Guanoclor
51432107 | Guanoxyfen
51432108 | Pinacidil
51432109 | Guanadrel sulfate
51432110 | Guanethidine monosulfate
51432111 | Guanethidine sulfate
51432112 | Guanfacine hydrochloride
51432113 | Guanoclor sulfate
51432201 | Budralazine
51432202 | Dihydralazine
51432203 | Dihydralazine hydrochloride
51432204 | Dihydralazine mesilate
51432205 | Dihydralazine sulfate
51432206 | Dihydralazine sulphate
51432207 | Dihydralazine tartrate
51432301 | Ciprokiren
51432302 | Imidapril
51432303 | Moxonidine
51432304 | Imidaprilat
51432305 | Losartan
51432306 | Olmesartan
51432307 | Pratosartan
51432308 | Remikiren
51432309 | Trimetaphan camsilate or trimethaphan camsylate
51432310 | Trimetaphan or trimethaphan
51432311 | Imidapril hydrochloride
51432312 | Imidapril monohydrochloride
51432313 | Losartan potassium
51432314 | Moxonidine hydrochloride
51432315 | Olmesartan medoxomil
51432401 | Captopril
51432402 | Moveltipril
51432403 | Zofenopril
51432404 | Zofenoprilat
51432405 | Captopril disulfide
51432406 | Moveltipril calcium
51432407 | Zofenopril calcium
51432408 | Zofenoprilat arginine
51432501 | Mecarbinate
51432502 | Pentopril
51432503 | Perindopril
51432504 | Perindoprilat
51432505 | Trandolapril
51432506 | Trandolaprilat
51432507 | Vintoperol
51432508 | Methoserpidine
51432509 | Oxprenoate
51432510 | Perindopril arginine
51432511 | Perindopril erbumine
51432601 | Lidoflazine
51432602 | Terciprazine
51432603 | Zankiren
51432604 | Monatepil
51432605 | Naftopidil
51432606 | Eplerenone
51432607 | Monatepil maleate
51432608 | Naftopidil dihydrochloride
51432609 | Zankiren hydrochloride
51432701 | Nicaraven
51432702 | Zabicipril
51432703 | Zabiciprilat
51432704 | Flordipine
51432705 | Ramipril
51432706 | Ramiprilat
51432801 | Saralasin
51432802 | Ditekiren
51432803 | Enalapril
51432804 | Enalaprilat
51432805 | Lisinopril
51432806 | Enalapril maleate
51432807 | Enalaprilat anhydrous
51432808 | Enalaprilat dihydrate
51432809 | Lisinopril anhydrous
51432810 | Lisinopril dihydrate
51432811 | Saralasin acetate
51432901 | Belfosdil
51432902 | Fosinopril
51432903 | Fosinoprilat
51432904 | Fosinopril sodium
51433001 | Olmidine
51433002 | Rilmenidine
51433003 | Rilmenidine dihydrogen phosphate
51433004 | Rilmenidine phosphate
51433101 | Enalkiren
51433102 | Spirapril
51433103 | Angiotensinamide
51433104 | Spirapril hydrochloride
51433201 | Ambrisentan
51433202 | Darusentan
51433301 | Cromakalim or levcromakalim
51433302 | Flavodilol
51433303 | Hydralazine
51433304 | Flavodilol maleate
51433305 | Hydralazine hydrochloride
51433401 | Diproteverine
51433402 | Moexipril
51433403 | Quinapril
51433404 | Quinaprilat
51433405 | Falipamil
51433406 | Diproteverine hydrochloride
51433407 | Moexipril hydrochloride
51433408 | Quinapril hydrochloride
51433501 | Quinuclium bromide
51433502 | Amiquinsin
51433503 | Mibefradil
51433504 | Phenactropinium
51433505 | Cryptenamine
51433506 | Amiquinsin hydrochloride
51433507 | Mibefradil dihydrochloride
51433508 | Mibefradil hydrochloride
51433509 | Phenactropinium chloride
51433601 | Ketanserin
51433602 | Minoxidil
51433603 | Pempidine
51433604 | Perhexiline
51433605 | Ketanserin tartrate
51433606 | Minoxidil sulfate ester
51433607 | Pempidine tartrate
51433608 | Perhexiline maleate
51433701 | Treprostinil
51433702 | Muzolimine
51433703 | Tasosartan
51433704 | Pelanserin
51433705 | Pelanserin hydrochloride
51433706 | Treprostinil sodium
51433801 | Cadralazine
51433802 | Cilazapril
51433803 | Cilazaprilat
51433804 | Levosimendan
51433805 | Mopidralazine
51433806 | Cilazapril anhydrous
51433807 | Cilazapril monohydrate
51433901 | Efonidipine
51433902 | Amlodipine
51433903 | Nifedipine
51433904 | Niguldipine
51433905 | Nilvadipine
51433906 | Aprikalim
51433907 | Nisoldipine
51433908 | Barnidipine
51433909 | Omapatrilat
51433910 | Palonidipine
51433911 | Teludipine
51433912 | Cilnidipine
51433913 | Clevidipine
51433914 | Elgodipine
51433915 | Felodipine
51433916 | Forasartan
51433917 | Isradipine
51433918 | Tiadenol
51433919 | Lercanidipine
51433920 | Manidipine
51433921 | Nicardipine
51433922 | Benidipine
51433923 | Lacidipine
51433924 | Amlodipine besilate
51433925 | Amlodipine maleate
51433927 | Amlodipine mesilate hydrate
51433928 | Amlodipine mesylate hydrate
51433929 | Barnidipine hydrochloride
51433930 | Benidipine hydrochloride
51433931 | Clevidipine butyrate
51433932 | Efonidipine hydrochloride ethanolate
51433933 | Elgodipine hydrochloride
51433934 | Lercanidipine hydrochloride
51433935 | Manidipine dihydrochloride
51433936 | Manidipine hydrochloride
51433937 | Nicardipine hydrochloride
51433938 | Nifedipine hydrochloride
51433939 | Teludipine hydrochloride
51434001 | Bepridil
51434002 | Enalpril
51434003 | Pentolinium or pentolonium
51434004 | Rilmakalim
51434005 | Vernakalant
51434006 | Bepridil hydrochloride
51434007 | Bepridil hydrochloride monohydrate
51434008 | Pentolonium tartrate
51434101 | Azamethonium
51434102 | Chlorisondamine
51434103 | Hexamethonium
51434104 | Pentamethonium
51434105 | Azamethonium bromide
51434106 | Chlorisondamine chloride
51434107 | Hexamethonium bromide
51434108 | Pentamethonium bromide
51434201 | Bietaserpine
51434202 | Deserpidine
51434203 | Mefeserpine
51434204 | Rescinnamine
51434205 | Reserpine
51434206 | Vincamine
51434207 | Vincamine hydrochloride
51434301 | Piretanide
51434302 | Diazoxide
51434303 | Bendroflumethiazide
51434304 | Piretanide sodium
51434305 | Torasemide
51434401 | Mecamylamine
51434402 | Tinabinol
51434403 | Mecamylamine hydrochloride
51434502 | Valsartan
51434601 | Etozolin
51434602 | Rentiapril
51434603 | Semotiadil
51434604 | Utibapril
51434605 | Semotiadil fumarate
51434701 | Temocapril
51434702 | Temocaprilat
51434703 | Temocapril hydrochloride
51434801 | Neldazosin
51434802 | Benclonidine
51434803 | Ciheptolane
51434804 | Cronidipine
51434805 | Dagapamil
51434806 | Elisartan
51434807 | Fenperate
51434808 | Iprotiazem
51434809 | Leptacline
51434810 | Mazokalim
51434811 | Utibaprilat
51434812 | Orbutopril
51434813 | Peraquinsin
51434814 | Piclonidine
51434815 | Pivopril
51434816 | Rescimetol
51434817 | Sagandipine
51434818 | Sornidipine
51434819 | Tefenperate
51434820 | Tenosal
51434821 | Zolasartan
51434901 | Amlodipine/valsartan
51434902 | Aliskiren/amlodipine/hydrochlorothiazide
51434903 | Aliskiren/hydrochlorothiazide
51434904 | Aliskiren/valsartan
51434905 | Alskiren/amlodipine
51434906 | Amlodipine/benazepril
51434907 | Amlodipine/hydrochlorothiazide/olmesartan
51434908 | Amlodipine/hydrochlorothiazide/valsartan
51434909 | Amlodipine/olmesartan
51434910 | Amlodipine/telmisartan
51434911 | Chlorothiazide/reserpine
51434912 | Atenolol/chlorthalidone
51434913 | Benazepril/hydrochlorothiazide
51434914 | Bendroflumethiazide/nadolol
51434915 | Bendroflumethiazide/potassium chloride/rauwolfia serpentina
51434916 | Bendroflumethiazide/rauwolfia serpentina
51434917 | Bisoprolol/hydrochlorothiazide
51434918 | Candesartan/hydrochlorothiazide
51434919 | Captopril/hydrochlorothiazide
51434920 | Chlorothiazide/methyldopa
51434921 | Flumethiazide/potassium chloride/rauwolfia serpentina
51434922 | Chlorthalidone/clonidine
51434923 | Chlorthalidone/reserpine
51434924 | Cryptenamine/methyclothiazide
51434925 | Deserpidine/hydrochlorothiazide
51434926 | Deserpidine/methyclothiazide
51434927 | Diltiazem/enalapril
51434928 | Enalapril/felodipine
51434929 | Enalapril/hydrochlorothiazide
51434930 | Eprosartan/hydrochlorothiazide
51434931 | Hydrochlorothiazide/losartan
51434932 | Fosinopril/hydrochlorothiazide
51434933 | Guanethidine/hydrochlorothiazide
51434934 | Hydralazine/hydrochlorothiazide
51434935 | Hydralazine/hydrochlorothiazide/reserpine
51434936 | Hydralazine/isosorbide
51434937 | Hydralazine/reserpine
51434938 | Hydrochlorothiazide/irbesartan
51434939 | Hydrochlorothiazide/labetalol
51434940 | Hydrochlorothiazide/lisinopril
51434941 | Hydrochlorothiazide/valsartan
51434942 | Hydrochlorothiazide/methyldopa
51434943 | Hydrochlorothiazide/metoprolol
51434944 | Hydrochlorothiazide/moexipril
51434945 | Hydrochlorothiazide/olmesartan
51434946 | Hydrochlorothiazide/propranolol
51434947 | Hydrochlorothiazide/quinapril
51434948 | Hydrochlorothiazide/reserpine
51434949 | Hydrochlorothiazide/telmisartan
51434950 | Hydrochlorothiazide/timolol
51434951 | Hydroflumethiazide/reserpine
51434952 | Methyclothiazide/pargyline
51434953 | Methyclothiazide/reserpine
51434954 | Polythiazide/prazosin
51434955 | Polythiazide/reserpine
51434956 | Quinethazone/reserpine
51434957 | Reserpine/trichlormethiazide
51435001 | Amlodipine/atorvastatin
51435002 | Sodium chloride/verapamil
51441520 | Iocarmic acid
51441523 | Iodoxamic acid
51441549 | Sodium ioxaglate
51441562 | Technetium tc-99m or 99mtc
51441577 | Barium sulfate
51441579 | Loversol
51441601 | Aminohippurate sodium or Aminohippuric acid
51441603 | Fluorescein
51441605 | Methacholine
51441606 | Metyrapone
51441608 | Radiopharmaceutical preparation kit
51441611 | Etanidazole
51441612 | Ibritumomab tiuxetan 90y
51441614 | Iodine-125-fibrinogen
51441617 | Alsactide
51441618 | Pentagastrin
51441701 | Medronate disodium/stannous chloride
51441702 | Albumin/stannous chloride
51441703 | Ascorbic acid/methylene diphosphonic acid/stannous chloride
51441704 | Barium sulfate/methylcellulose
51441705 | Diatrizoate/iodine
51441706 | Diatrizoate/iodipamide
51441707 | Diatrizoate/lidocaine
51441708 | Disofenin/stannous chloride
51441709 | Gluceptate/stannous chloride
51441710 | Gluceptate/stannous chloride/tin
51441711 | Methylene diphosphonic acid/stannous chloride
51441712 | Pentetate calcium trisodium/stannous chloride
51441713 | Pentetate pentasodium/stannous chloride
51441714 | Sodium hydroxymethane/stannous chloride
51441715 | Stannous chloride/succimer
51441801 | Cosyntropin/mannitol
51441802 | Sodium bicarbonate/tartaric acid
51441901 | Acetrizoic acid
51441902 | Amidotrizoic acid or diatrizoate or diatrizoic acid
51441903 | Diazoate
51441904 | Methiodal
51441905 | Methiodal sodium
51441906 | Metrizamide
51441907 | Metrizoic acid
51442001 | Fludarabine
51442002 | Fludeoxyglucose (18f) or fludeoxyglucose f-18
51442003 | Fluorodopa
51442004 | Fluorouracil
51442005 | Sodium fluoride
51442006 | Sulfur hexafluoride
51442007 | TFT or trifluorothymidine or trifluridine
51442101 | Perflenapent or perfluoropentane
51442102 | Perflubron or perfluorooctyl bromide
51442201 | Gadobenic acid
51442202 | Gadobutrol
51442203 | Gadodiamide
51442204 | Gadodiamide hydrate
51442205 | Gadofosveset
51442206 | Gadofosveset trisodium
51442207 | Gadolinium
51442208 | Gadopentetic acid
51442209 | Gadoteric acid
51442210 | Gadoteridol
51442211 | Gadoversetamide
51442212 | Gadoxetic acid
51442301 | Indium 111 capromab pendetide
51442302 | Indium in 111 oxyquinoline
51442303 | Indium in 111 antiovariumcarcinoma antibody
51442304 | Indium in 111 pentetic acid or indium (111in) pentetic acid
51442305 | Indium in 111 pentetreotide or indium (111in) pentetreotide
51442306 | Indium in 111 satumomab pendetide or indium (111in) satumomab pendetide
51442402 | Adipiodone or iodipamide
51442403 | Calcium iopodate
51442404 | Diodone or iodopyracet
51442405 | Ethiodized oil or ethiodol or or lipiodol
51442406 | Iobenguane
51442407 | Iobenguane sulfate
51442408 | Iobenzamic acid
51442409 | Iobitridol
51442410 | Iocarmate or iocarmic acid or iocarmate meglumine
51442411 | Iocetamic acid
51442412 | Iodamide or iodamide meglumine
51442413 | Iodinated i-125 human serum albumin or jeanatope
51442414 | Iodixanol
51442415 | Iodoxamate or iodoxamate meglumine or iodoxamic acid
51442416 | Iofendylate or iophendylate
51442417 | Iofetamine i-123
51442418 | Ioflupane 123I
51442419 | Ioglicic acid
51442420 | Ioglycamic acid
51442421 | Iohexol
51442422 | Iomeprol
51442423 | Iopamidol
51442424 | Iopanoic acid
51442425 | Iopentol
51442426 | Iophenoic acid or ioprocemic acid
51442427 | Iopromide
51442428 | Iopydol
51442429 | Iotalamic acid or iotalamate or sodium iotalamate
51442430 | Iotrolan
51442431 | Iotroxic acid
51442432 | Ioxaglate or ioxaglate meglumine or ioxaglate sodium or sodium ioxaglate
51442433 | Ioxaglic acid
51442434 | Ioxitalamic acid or ioxithalamic acid or ioxithalamate
51442435 | Propyliodone
51442436 | Rose bengal sodium I 131
51442437 | Sodium iodide i-123
51442438 | Sodium iodide i-131
51442439 | Sodium iopodate
51442440 | Sodium tyropanoate or tyropanoic acid
51442441 | Ioxilan
51442442 | Ioversol
51442501 | Mangafodipir
51442601 | Indigo carmine or indigotindisulfonate sodium
51442602 | Phenolsulfonphthalein
51442603 | Sulfobromophthalein sodium
51442604 | Sulfobromophthalein
51442701 | Technetium Tc-99m apcitide or technetium 99mtc apcitide
51442702 | Technetium Tc-99m arcitumomab or technetium 99mtc arcitumomab
51442703 | Technetium Tc-99m bicisate or technetium 99mtc bicisate
51442704 | Technetium Tc-99m disofenin or technetium 99mtc disofenin
51442705 | Technetium Tc-99m fanolesomab or technetium 99mtc fanolesomab
51442706 | Technetium Tc-99m furifosmin or technetium 99mtc furifosmin
51442707 | Technetium Tc-99m gluceptate or technetium 99mtc gluceptate
51442708 | Technetium Tc-99m mebrofenin or technetium 99mtc mebrofenin
51442709 | Technetium Tc-99m medronate or technetium 99mtc medronate
51442710 | Technetium Tc-99m mertiatide or technetium 99mtc mertiatide
51442711 | Technetium Tc-99m nofetumomab merpentan or technetium 99mtc nofetumomab merpentan
51442712 | Technetium Tc-99m pentetate or technetium 99mtc pentetate
51442713 | Technetium Tc-99m pertechnetate or technetium 99mtc pertechnetate
51442714 | Technetium Tc-99m pintumomab or technetium 99mtc pintumomab
51442715 | Technetium Tc-99m pyrophosphate or technetium 99mtc pyrophosphate
51442716 | Technetium Tc-99m sestamibi or technetium 99mtc sestamibi
51442717 | Technetium Tc-99m sodium pertechnetate or technetium 99mtc sodium pertechnetate
51442718 | Technetium Tc-99m succimer or technetium 99mtc succimer
51442719 | Technetium Tc-99m sulfur colloid or technetium 99mtc sulfur colloid
51442720 | Technetium Tc-99m teboroxime or technetium 99mtc teboroxime
51442721 | Technetium Tc-99m tetrofosmin or technetium 99mtc tetrofosmin
51442722 | Technetium Tc-99m tilmanocept or technetium 99mtc tilmanocept
51442723 | Technetium tc-99m lidofenin
51442724 | Technetium tc-99m phytate
51442725 | Technetium tc-99m sulesomab
51442726 | Technetium tc-99m tin colloid
51451501 | Dichlorophen
51451502 | Nitroclofene
51451601 | Cambendazole
51451602 | Ciclobendazole or cyclobendazole
51451603 | Fenbendazole
51451604 | Oxfendazole
51451605 | Oxibendazole
51451606 | Triclabendazole
51451608 | Dribendazole
51451609 | Etibendazole
51451610 | Lobendazole
51451611 | Subendazole
51451612 | Fenbendazole for veterinary use
51451613 | Oxfendazole sulfone
51451701 | Bephenium
51451702 | Kainic acid
51451703 | Pyrathiazine
51451704 | Thenium closylate
51451705 | Ticarbodine
51451706 | Bephenium hydroxynaphthoate
51451801 | Albendazole
51451802 | Imcarbofos
51451803 | Nitrodan
51451804 | Zilantel
51451805 | Albendazole oxide
51451806 | Albendazole sulfone
51451807 | Albendazole sulfoxide
51451901 | Bromoxanide
51451902 | Flurantel
51451903 | Piperamide
51451904 | Salantel
51451905 | Clorsulon
51451906 | Closantel
51451907 | Niclosamide
51451908 | Oxyclozanide or zanil
51451909 | Resorantel
51451910 | Niclosamide monohydrate
51451911 | Piperamide maleate
51452001 | Amidantel
51452002 | Arsenamide or thiacetarsamide
51452003 | Bunamidine
51452004 | Nitramisole
51452005 | Bunamidine hydrochloride
51452006 | Nitramisole hydrochloride
51452007 | Thiacetarsamide sodium
51452101 | Hexylresorcinol
51452102 | Nitroxinil or nitroxynil
51452201 | Methylparaben
51452202 | Benzyl benzoate
51452203 | Ftalofyne or phthalofyne
51452301 | Pyrantel
51452302 | Piperonyl
51452303 | Desaspidin
51452304 | Nitisinone
51452305 | Copper napthanate or copper naphthenate
51452306 | Pyrantel embonate
51452307 | Pyrantel pamoate
51452308 | Pyrantel tartrate
51452401 | Mebendazole
51452402 | Diethylcarbamazine
51452403 | Flubendazole
51452404 | Diphenan
51452405 | Diethylcarbamazine citrate
51452501 | Tetrachloroethylene
51452502 | Lindane
51452503 | Clofenotane
51452504 | Cyfluthrin
51452601 | Febantel
51452602 | Netobimin
51452603 | Febantel for veterinary use
51452701 | Praziquantel
51452702 | Epsiprantel
51452801 | Ivermectin
51452802 | Doramectin
51452803 | Selamectin
51452804 | Eprinomectin
51452901 | Malathion topical antiparasitic
51452902 | Haloxon
51452903 | Naftalofos
51452904 | Uredofos
51452905 | Butonate
51452906 | Dichlorvos
51453001 | Piperazine
51453002 | Amocarzine
51453003 | Pexantel
51453004 | Piperazine calcium edetate
51453005 | Piperazine citrate
51453006 | Piperazine citrate anhydrous
51453007 | Piperazine dihydrobromide
51453008 | Piperazine dihydrochloride
51453009 | Piperazine edetate calcium
51453010 | Piperazine estrone sulfate
51453011 | Piperazine hexahydrate
51453012 | Piperazine hydrate
51453013 | Piperazine hydrobromide
51453014 | Piperazine hydrochloride
51453015 | Piperazine phosphate
51453016 | Piperazine phosphate anhydrous
51453017 | Piperazine sebacate
51453018 | Piperazine sulfate
51453019 | Piperazine sulphate
51453020 | Piperazine tartrate
51453101 | Morantel
51453102 | Oxantel
51453103 | Morantel citrate
51453104 | Morantel pamoate
51453105 | Morantel tartrate
51453106 | Oxantel embonate
51453107 | Oxantel pamoate
51453201 | Oxamniquine
51453202 | Pyrvinium
51453203 | Furodazole
51453204 | Phthalylsulfacetamide
51453205 | Pyrvinium chloride
51453206 | Tilbroquinol
51453301 | Dixanthogen
51453302 | Thiram
51453303 | Sulbentine
51453401 | Permethrin topical antiparasitic
51453402 | Niridazole
51453403 | Santonin
51453404 | Flumethrin
51453405 | Decamethrin or deltamethrin
51453406 | Bioallethrin
51453501 | Thiabendazole or tiabendazole
51453502 | Nitazoxanide
51453601 | Isobornyl thiocyanoacetate
51453602 | Nitroscanate
51453701 | Hycanthone
51453702 | Becanthone
51453703 | Hycanthone mesilate or mesylate
51453704 | Hycanthone methanesulfonate
51461501 | Centella asiatica extract
51461502 | Ipecacuanha extract
51461503 | Aesculus
51461504 | Aconitum napelus
51461505 | Valerian
51461506 | Garlic
51461507 | Chelidonium majus
51461508 | Soapwort
51461509 | Primula
51461510 | Pimpinella
51461511 | Coriander
51461512 | Hedera helix
51461513 | Gumplant
51461514 | Boneset
51461515 | Coccus cacti
51461516 | Catnip
51461517 | Ginseng
51461518 | Asafetida
51461519 | Bilberry
51461520 | Arnica
51461521 | Balsam peru
51461522 | Eyebright
51461523 | Ginkgo biloba
51461524 | Hydrastis
51461525 | Gotu kola
51461526 | Saw palmetto
51461527 | Pygeum africanum
51461528 | Angelica root
51461529 | Milk thistle
51461530 | Black cohosh
51461531 | Cinnamomum
51461532 | Abies balsamea resin
51461533 | Absinthium
51461534 | Aralia
51461535 | Commiphora myrrha resin
51461536 | Eupatorium
51461537 | Gelsemium
51461538 | Kava
51461539 | Passion flower extract
51461540 | Ephedra
51461541 | Cascara
51461542 | Medicinal tree pollen
51461543 | Veratrum
51461601 | Calcium/iodine
51461602 | Chondroitin/glucosamine
51461603 | Chondroitin/glucosamine/hyaluronate
51461604 | Chondroitin/glucosamine/methylsulfonylmethane
51461605 | Chromium/cinnamon
51471501 | Ammoniated mercury or mercuric amidochloride
51471502 | Povidone
51471503 | Dibromopropamidine or dibrompropamidine
51471504 | Crystal violet or gentian violet or methylrosaniline
51471505 | Povidone iodine
51471601 | Laurolinium acetate
51471602 | Acetic acid
51471701 | Mandelic acid
51471702 | Octafonium or phenoctide
51471703 | Boric acid
51471704 | Octafonium chloride
51471801 | Acriflavine or acriflavinium
51471802 | Aminacrine or aminoacridine
51471803 | Ethacridine lactate
51471804 | Euflavine
51471805 | Proflavine
51471806 | Aminoacridine hydrochloride
51471807 | Proflavine dihydrochloride
51471808 | Proflavine hemisulfate or hemisulphate
51471809 | Proflavine hydrochloride
51471811 | Acriflavinium chloride
51471901 | Isopropanol or isopropyl alcohol
51471902 | Menthol
51471903 | Dichlorobenzyl alcohol
51471904 | Propanol
51472001 | Glutaral
51472002 | Glutaraldehyde
51472101 | Bensalan
51472102 | Triclocarban
51472103 | Chloramine-t or n-chloro tosylamide or tosylchloramide
51472104 | Chlorazodin or chloroazodin
51472105 | Tosylchloramide sodium
51472301 | Camphora
51472302 | Sodium perborate
51472303 | Zinc chloride
51472304 | Meralein sodium
51472401 | Halazone
51472402 | Anthranilic acid
51472502 | Hexachlorophene
51472601 | Amylmetacresol
51472602 | Nitromersol
51472702 | Olaflur
51472801 | Polihexanide
51472802 | Chlorhexidine gluconate
51472803 | Chlorhexidine
51472804 | Chlorhexidine acetate
51472805 | Chlorhexidine digluconate
51472806 | Chlorhexidine dihydrochloride
51472807 | Chlorhexidine hydrochloride
51472808 | Chlorhexidine phosphanilate
51472901 | Iodine
51472902 | Iodoform
51473001 | Benzalkonium chloride
51473002 | Benzoxonium chloride
51473003 | Cetrimonium
51473004 | Benzethonium
51473005 | Benzododecinium
51473006 | Didecyldimethylammonium chloride
51473007 | Domiphen
51473008 | Lauralkonium
51473009 | Pirralkonium
51473010 | Disiquonium chloride
51473011 | Tibezonium
51473012 | Cetalkonium chloride
51473013 | Oxyquinoline
51473014 | Dodeclonium
51473016 | Acetone or alcohol based antiseptics
51473018 | Benzododecinium chloride
51473020 | Cetrimonium bromide
51473022 | Dodeclonium bromide
51473024 | Lauralkonium chloride
51473026 | Pirralkonium bromide
51473028 | Tibezonium iodide
51473029 | Benzethonium chloride
51473101 | Fludazonium
51473102 | Benzoin
51473103 | Isopropyl myristate
51473104 | Nitrofural or nitrofurazone
51473105 | Fludazonium chloride
51473106 | Protiofate
51473201 | Phenylmercuric nitrate
51473202 | Thimerosal or thiomersal
51473203 | Merbromin or mercurochrome
51473301 | Bibrocathol
51473302 | Chloroxylenol
51473303 | Chlorothymol
51473304 | Biclotymol
51473305 | Bismuth tribromophenate
51473306 | Resorcin or resorcinol
51473307 | Phenol or phenolate sodium
51473308 | Resorcinol acetate
51473309 | Resorcinol monoacetate
51473401 | Cetylpyridinium
51473402 | Octenidine
51473403 | Octenidine dihydrochloride
51473404 | Octenidine saccharin
51473501 | Hexetidine
51473502 | Silver nitrate
51473503 | Carbamide peroxide or hydrogen peroxide
51473504 | Sterile water for irrigation
51473601 | Benzoxiquine
51473602 | Clioquinol
51473603 | 8-hydroxyquinoline
51473701 | Noxythiolin or noxytiolin
51473702 | Zinc phenolsulfonate
51473703 | Ritiometan
51473704 | Sodium hypochlorite
51473801 | Carvacrol or cymophenol
51473802 | Eucalyptol or eucalyptus oil
51473901 | Acetone/alcohol
51473902 | Benzethonium/triclosan
51473903 | Boric acid/lauramide dea/propylene glycol/tea-dodecylbenzenesulfonate
51473904 | Butylparaben/cetyl alcohol/methylparaben/propylene glycol/propylparaben
51473905 | Citric acid/sodium laureth sulfate
51473906 | Edta/phosphoric acid/propylene glycol/sodium lauryl sulfate
51473907 | Lauramide dea/sodium lauryl sulfate
51473908 | Menthol/selenium
51473909 | Salicylic acid/zinc pyrithione
51473910 | Sodium lauryl sulfate/sorbic acid/standapol
51474001 | Formaldehyde/isopropyl alcohol/sodium nitrite
51474002 | Carbamide peroxide/glycerin

## LAB only
Segment
| *** For product accessories it appears that UNSPSC have put these in new codes of their own, where possible I have tried to indicate these alongside the actual product |  | Family
|  |  | Class | v15 & v19
Class v19 only
v19 Commodity
v15 Commodity
Commodity | Commodity Title | Status
41000000 | Laboratory and Measuring and Observing and Testing Equipment
41100000 | Laboratory and scientific equipment
41101500 | Laboratory blending and dispersing and homogenizing equipment and supplies
41101502 | Stomachers
41101502 | Stomachers
41101503 | Laboratory sprayers
41101503 | Laboratory sprayers
41101504 | Homogenizers
41101504 | Homogenizers
41101505 | French pressure cells
41101505 | French pressure cells
41101515 | Liquid measuring cans
41101515 | Liquid measuring cans
41101516 | Dounce homogenizers
41101516 | Dounce homogenizers
41101518 | Laboratory blenders or emulsifiers
41101518 | Laboratory blenders or emulsifiers
41101519 | Laboratory cell disruptor | New
41101520 | Homogenizer parts and accessories | New
41101700 | Laboratory boring and grinding and cutting and crushing and pressing equipment
41101701 | Laboratory mills
41101701 | Laboratory mills
41101702 | Pestle or mortars
41101702 | Pestle or mortars
41101703 | Tissue grinders
41101703 | Tissue grinders
41101705 | Laboratory crushers or pulverizers
41101705 | Laboratory crushers or pulverizers
41101706 | Laboratory disintegrators
41101706 | Laboratory disintegrators
41101707 | Laboratory presses
41101707 | Laboratory presses
41101708 | Laboratory grinder or polisher
41101708 | Laboratory grinder or polisher
41101709 | Laboratory asphalt and concrete mixer
41101709 | Laboratory asphalt and concrete mixer
41101710 | Laboratory grinder or pulverizer pot
41101800 | Laboratory electron and solid state physics equipment
41101801 | Electron guns
41101801 | Electron guns
41101802 | X ray generators
41101802 | X ray generators
41101803 | Coulometers
41101803 | Coulometers
41101804 | Electroscopes
41101804 | Electroscopes
41101805 | Fluxmeters
41101805 | Fluxmeters
41101806 | Magnetometers
41101806 | Magnetometers
41101807 | Electron diffraction apparatus
41101807 | Electron diffraction apparatus
41101808 | Neutron diffraction apparatus
41101808 | Neutron diffraction apparatus
41101809 | Optical diffraction apparatus
41101809 | Optical diffraction apparatus
41101810 | Diffractometers
41101810 | Diffractometers
41101811 | Electron probe x ray micro analyzer
41101811 | Electron probe x ray micro analyzer
41101812 | Particle accelerator
41101812 | Particle accelerator
41101813 | Laboratory X ray equipment controller
41101813 | Laboratory X ray equipment controller
41101900 | Laboratory ionic equipment
41101901 | Ion sources
41101901 | Ion sources
41101902 | Ion exchange apparatus
41101902 | Ion exchange apparatus
41101903 | Ion implantation equipment
41101903 | Ion implantation equipment
41102400 | Laboratory heating and drying equipment
41102401 | Gas burners
41102401 | Gas burners
41102402 | Spirit burners
41102402 | Spirit burners
41102403 | Laboratory incinerators
41102403 | Laboratory incinerators
41102404 | Laboratory heaters
41102404 | Laboratory heaters
41102405 | Heating mantles or tapes
41102405 | Heating mantles or tapes
41102406 | Laboratory hotplates
41102406 | Laboratory hotplates
41102407 | Warming cabinets
41102407 | Warming cabinets
41102410 | Infrared dryers
41102410 | Infrared dryers
41102412 | Hot air blowers
41102412 | Hot air blowers
41102421 | Temperature cycling chambers or thermal cyclers
41102421 | Temperature cycling chambers or thermal cyclers
41102422 | Dry baths or heating blocks
41102422 | Dry baths or heating blocks
41102423 | Stirring hotplates
41102423 | Stirring hotplates
41102424 | Slide warmers
41102424 | Slide warmers
41102425 | Slide dryers
41102425 | Slide dryers
41102426 | Heating or drying equipment or accessories
41102426 | Heating or drying equipment or accessories
41102427 | Drying tower
41102427 | Drying tower
41102428 | Bibulous paper
41102428 | Bibulous paper
41102429 | Blood unit tubing heat sealer
41102429 | Blood unit tubing heat sealer
41102430 | Laboratory general purpose heat sealer
41102500 | Laboratory entomological equipment and accessories
41102501 | Laboratory insect containers
41102501 | Laboratory insect containers
41102502 | Rearing facilities for entomology
41102502 | Rearing facilities for entomology
41102503 | Fabric or netting for entomology
41102503 | Fabric or netting for entomology
41102504 | Entomological pinning equipment
41102504 | Entomological pinning equipment
41102505 | Entomological mounting materials
41102505 | Entomological mounting materials
41102506 | Entomological trays
41102506 | Entomological trays
41102507 | Entomological catching equipment
41102507 | Entomological catching equipment
41102508 | Entomological aspirators
41102508 | Entomological aspirators
41102509 | Entomological dippers
41102509 | Entomological dippers
41102510 | Entomological monocups
41102510 | Entomological monocups
41102511 | Entomological sticky traps
41102511 | Entomological sticky traps
41102512 | Insect test kits
41102512 | Insect test kits
41102513 | Entomological display units
41102513 | Entomological display units
41102600 | Animal laboratory equipment and accessories
41102601 | Laboratory cages for small animals
41102601 | Laboratory cages for small animals
41102602 | Aquaria equipment
41102602 | Aquaria equipment
41102603 | Animal identification supplies
41102603 | Animal identification supplies
41102604 | Animal catching devices
41102604 | Animal catching devices
41102605 | Fish aeration systems
41102605 | Fish aeration systems
41102606 | Laboratory animal restraints or harnesses
41102606 | Laboratory animal restraints or harnesses
41102607 | Animal feeding needles
41102607 | Animal feeding needles
41102608 | Animal testing equipment
41102608 | Animal testing equipment
41102609 | Anaesthetic gun
41102609 | Anaesthetic gun
41102610 | Animal for research testing | New
41102611 | Research animal food and diet | New
41102612 | Research animal induction chamber | New
41102613 | Research animal physiological test kit | New
41102614 | Research animal bedding material | New
41102700 | Crystallography equipment
41102701 | Crystal lattice models
41102701 | Crystal lattice models
41102702 | Scintillation crystal assemblies
41102702 | Scintillation crystal assemblies
41102703 | Light scattering equipment
41102703 | Light scattering equipment
41102704 | X ray diffraction equipment
41102704 | X ray diffraction equipment
41102705 | Crystallizers
41102705 | Crystallizers
41102706 | Crystal growing equipment
41102706 | Crystal growing equipment
41102900 | Histology equipment
41102901 | Tissue embedding stations
41102901 | Tissue embedding stations
41102902 | Embedding molds
41102902 | Embedding molds
41102903 | Embedding capsules
41102903 | Embedding capsules
41102904 | Embedding compounds
41102904 | Embedding compounds
41102905 | Histological staining apparatus
41102905 | Histological staining apparatus
41102909 | Tissue processors
41102909 | Tissue processors
41102910 | Tissue culture apparatus
41102910 | Tissue culture apparatus
41102911 | Histological knives or knife holders or blades
41102911 | Histological knives or knife holders or blades
41102912 | Histological glass knife makers
41102912 | Histological glass knife makers
41102913 | Histological hones or straps or compounds
41102913 | Histological hones or straps or compounds
41102914 | Ultrasonic disintegrators
41102914 | Ultrasonic disintegrators
41102915 | Histology sampling and dissecting stations
41102915 | Histology sampling and dissecting stations
41102916 | Microtomes
41102916 | Microtomes
41102917 | Microtome blades
41102917 | Microtome blades
41102918 | Laboratory cover slippers
41102918 | Laboratory cover slippers
41102919 | Solvent recyclers
41102919 | Solvent recyclers
41102920 | Histology tissue cassettes
41102920 | Histology tissue cassettes
41102921 | Histology paraffin
41102921 | Histology paraffin
41102922 | Automated cover slipping equipment
41102922 | Automated cover slipping equipment
41102923 | Somatic cell counter
41102923 | Somatic cell counter
41102924 | Automated tissue cassette labeler
41102924 | Automated tissue cassette labeler
41102925 | Histology formalin and solvent resistant permanent marker
41102925 | Histology formalin and solvent resistant permanent marker
41102926 | Histology tissue cassette hopper
41102926 | Histology tissue cassette hopper
41102927 | Histology tissue processing implement
41102927 | Histology tissue processing implement
41102928 | Automated microscope slide labeler | New
41102929 | Histology ultrasonic cleaner | New
41102930 | Cytology slide processor | New
41102931 | Paraffin dispenser | New
41103000 | Laboratory cooling equipment
41103001 | Refrigerated cooling plate probes
41103001 | Refrigerated cooling plate probes
41103003 | Cryostats
41103003 | Cryostats
41103004 | Fan circulated ovens
41103004 | Fan circulated ovens
41103005 | Ultra cold or ultralow upright cabinets or freezers
41103005 | Ultra cold or ultralow upright cabinets or freezers
41103006 | Cryogenic or liquid nitrogen freezers
41103006 | Cryogenic or liquid nitrogen freezers
41103007 | Chilling units or cold water circulators
41103007 | Chilling units or cold water circulators
41103008 | Refrigerated cooling modules
41103008 | Refrigerated cooling modules
41103010 | Blood bank refrigerators
41103010 | Blood bank refrigerators
41103011 | General purpose refrigerators or refrigerator freezers
41103011 | General purpose refrigerators or refrigerator freezers
41103012 | Flammable material storage refrigerators or refrigerator freezers
41103012 | Flammable material storage refrigerators or refrigerator freezers
41103013 | Explosion proof refrigerators or refrigerator freezers
41103013 | Explosion proof refrigerators or refrigerator freezers
41103014 | Chromatography refrigerators
41103014 | Chromatography refrigerators
41103015 | Blood bank freezers
41103015 | Blood bank freezers
41103017 | Flammable material storage freezers
41103017 | Flammable material storage freezers
41103019 | Plasma storage freezers
41103019 | Plasma storage freezers
41103020 | Ultra cold or ultralow chest freezers
41103020 | Ultra cold or ultralow chest freezers
41103021 | Laboratory plate freezers
41103021 | Laboratory plate freezers
41103022 | Cool transport or storage
41103022 | Cool transport or storage
41103023 | Laboratory chillers
41103023 | Laboratory chillers
41103024 | Cold traps
41103024 | Cold traps
41103025 | Laboratory cooling equipment accessories
41103025 | Laboratory cooling equipment accessories
41103026 | Benchtop ice bucket or chilling container
41103026 | Benchtop ice bucket or chilling container
41103027 | Blood unit storage boot
41103027 | Blood unit storage boot
41103028 | Liquid nitrogen measuring stick | New
41103029 | Cryogenic storage cane | New
41103030 | Cryogenic storage bag or overwrap | New
41103031 | Insulated transport cooler or tote | New
41103032 | Cryogenic tube or vial permanent marker or label | New
41103033 | Laboratory dewar flask | New
41103034 | Cryobead system for microbial organism cryogenic storage | New
41103035 | Fresh frozen plasma storage carton or frame | New
41103036 | Refrigerated specimen storage rack or tray | New
41103037 | Polymerase chain reaction PCR tube strip and plate cooler | New
41103200 | Laboratory washing and cleaning equipment
41103201 | Chemical engineering washers
41103201 | Chemical engineering washers
41103202 | Laboratory washing machines
41103202 | Laboratory washing machines
41103203 | Pipette washers
41103203 | Pipette washers
41103205 | Washing machine racks or accessories
41103205 | Washing machine racks or accessories
41103206 | Laboratory washing detergents
41103206 | Laboratory washing detergents
41103207 | Microplate washers
41103207 | Microplate washers
41103208 | Blood bank cell washers
41103208 | Blood bank cell washers
41103209 | Laboratory wash bottles
41103209 | Laboratory wash bottles
41103210 | Laboratory ultraviolet UV sterilizers
41103210 | Laboratory ultraviolet UV sterilizers
41103211 | Laboratory wastewater treatment equipment
41103211 | Laboratory wastewater treatment equipment
41103212 | Lab glassware cleaning brush
41103212 | Lab glassware cleaning brush
41103213 | Laboratory surface and glassware decontaminant | New
41103300 | Fluid mechanics equipment
41103301 | Liquid scintillation counters
41103301 | Liquid scintillation counters
41103302 | Battery acid hydrometers
41103302 | Battery acid hydrometers
41103303 | Densitometers
41103303 | Densitometers
41103305 | High vacuum equipment
41103305 | High vacuum equipment
41103306 | Pneumatic vacuum equipment
41103306 | Pneumatic vacuum equipment
41103307 | Vacuum or mercury vapour equipment
41103307 | Vacuum or mercury vapour equipment
41103308 | High vacuum combustion apparatus
41103308 | High vacuum combustion apparatus
41103309 | Flow injection analysis equipment
41103309 | Flow injection analysis equipment
41103310 | Gas or vapour concentration measuring instruments
41103310 | Gas or vapour concentration measuring instruments
41103311 | Manometers
41103311 | Manometers
41103312 | Viscosimeters
41103312 | Viscosimeters
41103313 | Depth indicators
41103313 | Depth indicators
41103314 | Microscopic structure estimation apparatus
41103314 | Microscopic structure estimation apparatus
41103315 | Solution strength estimation apparatus
41103315 | Solution strength estimation apparatus
41103316 | Pycnometers
41103316 | Pycnometers
41103317 | Surface tension measuring instruments
41103317 | Surface tension measuring instruments
41103318 | Nuclear densitometer
41103318 | Nuclear densitometer
41103319 | Concentration measurement instrument
41103319 | Concentration measurement instrument
41103320 | Density measurement instrument
41103320 | Density measurement instrument
41103321 | Floating body stability measurement apparatus
41103321 | Floating body stability measurement apparatus
41103322 | Draft gauge
41103322 | Draft gauge
41103323 | Open channel acoustic flowmeter
41103323 | Open channel acoustic flowmeter
41103324 | Laboratory wave generator
41103324 | Laboratory wave generator
41103325 | Visual fluid flow apparatus
41103325 | Visual fluid flow apparatus
41103326 | Wind tunnel
41103326 | Wind tunnel
41103327 | Current meter
41103327 | Current meter
41103328 | Vacuum based pipette aspirator system
41103400 | Laboratory environmental conditioning equipment
41103401 | Contamination control screens
41103401 | Contamination control screens
41103403 | Microbiological aircontrol equipment
41103403 | Microbiological aircontrol equipment
41103406 | Isolation glove boxes
41103406 | Isolation glove boxes
41103407 | Anaerobic chamber
41103407 | Anaerobic chamber
41103408 | Refrigerated reach in environmental or growth chambers
41103408 | Refrigerated reach in environmental or growth chambers
41103409 | Heated reach in environmental or growth chambers
41103409 | Heated reach in environmental or growth chambers
41103410 | Refrigerated and heated reach in environmental or growth chambers
41103410 | Refrigerated and heated reach in environmental or growth chambers
41103411 | Refrigerated walk in environmental or growth chambers
41103411 | Refrigerated walk in environmental or growth chambers
41103412 | Heated walk in environmental or growth chambers
41103412 | Heated walk in environmental or growth chambers
41103413 | Refrigerated and heated walk in environmental or growth chambers
41103413 | Refrigerated and heated walk in environmental or growth chambers
41103414 | Laboratory environmental conditioning equipment accessories
41103414 | Laboratory environmental conditioning equipment accessories
41103415 | Clean benches
41103415 | Clean benches
41103416 | Temperature cycle chamber
41103416 | Temperature cycle chamber
41103417 | Indoor air quality monitor
41103417 | Indoor air quality monitor
41103418 | Temperature and humidity walk in environmental chamber
41103418 | Temperature and humidity walk in environmental chamber
41103419 | Pollution environmental chamber
41103419 | Pollution environmental chamber
41103420 | Ozone environmental chamber
41103420 | Ozone environmental chamber
41103421 | Explosion environmental chamber
41103421 | Explosion environmental chamber
41103500 | Laboratory enclosures and accessories
41103501 | Ebuliometer
41103501 | Ebuliometer
41103502 | Fume hoods or cupboards
41103502 | Fume hoods or cupboards
41103504 | Laminar flow cabinets or stations
41103504 | Laminar flow cabinets or stations
41103506 | PCR enclosures
41103506 | PCR enclosures
41103507 | HEPA filtered enclosures
41103507 | HEPA filtered enclosures
41103508 | Carbon filtered enclosures
41103508 | Carbon filtered enclosures
41103509 | Laboratory scrubbers
41103509 | Laboratory scrubbers
41103510 | Laboratory blowers
41103510 | Laboratory blowers
41103511 | Laboratory enclosure accessories
41103511 | Laboratory enclosure accessories
41103512 | Static eliminators
41103512 | Static eliminators
41103513 | Tissue culture enclosures
41103513 | Tissue culture enclosures
41103514 | Laboratory steam generator
41103514 | Laboratory steam generator
41103515 | Laboratory gas generator
41103515 | Laboratory gas generator
41103516 | Arm hood
41103516 | Arm hood
41103517 | Biological safety cabinet | New
41103700 | Laboratory baths
41103701 | Circulating baths
41103701 | Circulating baths
41103702 | Thermostatic baths
41103702 | Thermostatic baths
41103703 | Multiple baths
41103703 | Multiple baths
41103704 | Biological baths
41103704 | Biological baths
41103705 | Organ baths
41103705 | Organ baths
41103706 | Water baths
41103706 | Water baths
41103707 | Oil baths
41103707 | Oil baths
41103708 | Sand baths
41103708 | Sand baths
41103709 | Refrigerated baths
41103709 | Refrigerated baths
41103710 | Orbital shaking water baths
41103710 | Orbital shaking water baths
41103711 | Reciprocating shaking water baths
41103711 | Reciprocating shaking water baths
41103712 | Immersion circulators
41103712 | Immersion circulators
41103713 | Viscosity baths
41103713 | Viscosity baths
41103714 | Tissue flotation baths
41103714 | Tissue flotation baths
41103715 | Laboratory bath accessories or supplies
41103715 | Laboratory bath accessories or supplies
41103716 | Blood bank plasma thawing bath
41103716 | Blood bank plasma thawing bath
41103717 | Tissue culture bath
41103717 | Tissue culture bath
41103718 | Histology tissue freezing bath | New
41103800 | Laboratory mixing and stirring and shaking equipment and supplies
41103801 | Laboratory mixers
41103801 | Laboratory mixers
41103802 | Roller mixers
41103802 | Roller mixers
41103803 | Stirring tables
41103803 | Stirring tables
41103804 | Multi bank or flocculation equipment
41103804 | Multi bank or flocculation equipment
41103805 | Laboratory vibrators
41103805 | Laboratory vibrators
41103806 | Magnetic stirrers
41103806 | Magnetic stirrers
41103807 | Laboratory touch mixers
41103807 | Laboratory touch mixers
41103808 | Platelet mixers
41103808 | Platelet mixers
41103809 | Hematology or chemistry mixers
41103809 | Hematology or chemistry mixers
41103810 | Overhead stirrers
41103810 | Overhead stirrers
41103811 | Orbital shakers
41103811 | Orbital shakers
41103812 | Reciprocal shakers
41103812 | Reciprocal shakers
41103813 | Rotating shakers
41103813 | Rotating shakers
41103814 | Vortex mixers
41103814 | Vortex mixers
41103815 | Tube rotators
41103815 | Tube rotators
41103816 | Mixer or shaker accessories or attachments
41103816 | Mixer or shaker accessories or attachments
41103817 | Laboratory reactor
41103817 | Laboratory reactor
41103818 | Microplate shaker | New
41103819 | Tissue culture roller drum | New
41103900 | Laboratory centrifuges and accessories
41103901 | Microcentrifuges
41103901 | Microcentrifuges
41103902 | Refrigerated microcentrifuges
41103902 | Refrigerated microcentrifuges
41103903 | Benchtop centrifuges
41103903 | Benchtop centrifuges
41103904 | Refrigerated benchtop centrifuges
41103904 | Refrigerated benchtop centrifuges
41103905 | Floor centrifuges
41103905 | Floor centrifuges
41103906 | Refrigerated floor centrifuges
41103906 | Refrigerated floor centrifuges
41103907 | Ultracentrifuges
41103907 | Ultracentrifuges
41103908 | Vacuum centrifuges
41103908 | Vacuum centrifuges
41103909 | Centrifuge rotors
41103909 | Centrifuge rotors
41103910 | Centrifuge buckets
41103910 | Centrifuge buckets
41103911 | Centrifuge adapters
41103911 | Centrifuge adapters
41103912 | Centrifuge brushes
41103912 | Centrifuge brushes
41103913 | Laboratory centrifuge accessories
41103913 | Laboratory centrifuge accessories
41103914 | Cytocentrifuge
41103914 | Cytocentrifuge
41103915 | Cytocentrifuge cytofunnel or filter card or clamp | New
41103916 | Centrifuge control board or printed circuit board | New
41103917 | Centrifuge microplate carrier or sealing lid | New
41104000 | Sampling equipment
41104001 | Sample changers
41104001 | Sample changers
41104002 | Sample oxidizer
41104002 | Sample oxidizer
41104003 | Sample preparation line
41104003 | Sample preparation line
41104004 | Sample preparation bombs
41104004 | Sample preparation bombs
41104005 | Laboratory bailers
41104005 | Laboratory bailers
41104006 | Coliwasas
41104006 | Coliwasas
41104007 | Water samplers
41104007 | Water samplers
41104008 | Air samplers or collectors
41104008 | Air samplers or collectors
41104009 | Air sampling pumps
41104009 | Air sampling pumps
41104010 | Reagent kits for use with air samplers
41104010 | Reagent kits for use with air samplers
41104011 | Filters or other spare parts for samplers
41104011 | Filters or other spare parts for samplers
41104012 | Dust fall holders or jars
41104012 | Dust fall holders or jars
41104013 | Sulphur dioxide or smoke samplers
41104013 | Sulphur dioxide or smoke samplers
41104014 | Sample applicators
41104014 | Sample applicators
41104015 | Plant samples analysis equipment
41104015 | Plant samples analysis equipment
41104016 | Air pollutant samplers
41104016 | Air pollutant samplers
41104017 | Sample holders
41104017 | Sample holders
41104018 | Solid phase extraction preparations
41104018 | Solid phase extraction preparations
41104019 | Sampling manifolds
41104019 | Sampling manifolds
41104020 | Calcine element flow tray
41104020 | Calcine element flow tray
41104021 | Fraction collector
41104021 | Fraction collector
41104022 | Sample shaper
41104022 | Sample shaper
41104023 | Water sampler accessories
41104023 | Water sampler accessories
41104100 | Specimen collection and transport containers and supplies
41104101 | Slide or specimen mailers or shippers
41104101 | Slide or specimen mailers or shippers
41104102 | Lancets
41104102 | Lancets
41104103 | Heel warmers
41104103 | Heel warmers
41104104 | Tourniquets
41104104 | Tourniquets
41104105 | Specimen collection or transport bags
41104105 | Specimen collection or transport bags
41104106 | Phlebotomy trays or accessories
41104106 | Phlebotomy trays or accessories
41104107 | Vacuum blood collection tubes or containers
41104107 | Vacuum blood collection tubes or containers
41104108 | Non vacuum blood collection tubes or containers
41104108 | Non vacuum blood collection tubes or containers
41104109 | Blood unit collection bags
41104109 | Blood unit collection bags
41104110 | Blood culture bottles
41104110 | Blood culture bottles
41104111 | Cytology collection kits or containers
41104111 | Cytology collection kits or containers
41104112 | Urine collection containers
41104112 | Urine collection containers
41104114 | Frepp Sepp collection containers
41104114 | Frepp Sepp collection containers
41104115 | Serum Filter collection containers
41104115 | Serum Filter collection containers
41104116 | Swab collection or transport containers
41104116 | Swab collection or transport containers
41104117 | Specimen holders
41104117 | Specimen holders
41104118 | Specimen collection container
41104118 | Specimen collection container
41104119 | Bone tissue collection containers
41104119 | Bone tissue collection containers
41104120 | Sedimentation rate tubes
41104120 | Sedimentation rate tubes
41104121 | Stool collection containers with media
41104121 | Stool collection containers with media
41104122 | Stool collection containers without media
41104122 | Stool collection containers without media
41104123 | Sputum collection apparatus or containers
41104123 | Sputum collection apparatus or containers
41104124 | Laboratory bone marrow biopsy trays
41104124 | Laboratory bone marrow biopsy trays
41104125 | Histology or pathology preservative specimen container
41104125 | Histology or pathology preservative specimen container
41104126 | Histology or pathology specimen container
41104126 | Histology or pathology specimen container
41104127 | Laboratory feeder
41104127 | Laboratory feeder
41104128 | Culture specimen collector without swabs
41104128 | Culture specimen collector without swabs
41104129 | Neonatal metabolic disorder screen collection card
41104129 | Neonatal metabolic disorder screen collection card
41104130 | Blood culture collection kit | New
41104131 | Pinworm collection paddle or device | New
41104132 | Urine strainer for renal calculi | New
41104133 | Umbilical cord blood collector | New
41104134 | Refrigerant pack for diagnostic specimen shippers | New
41104135 | Template bleeding time incision device and blotting paper | New
41104136 | Specimen drop box | New
41104137 | Arterial and capillary blood gas collection kit | New
41104138 | Blood collection needle holders | New
41104200 | Laboratory water purification equipment and supplies
41104201 | Water purification reagents
41104201 | Water purification reagents
41104202 | Deionization or demineralization equipment
41104202 | Deionization or demineralization equipment
41104203 | Base exchange equipment
41104203 | Base exchange equipment
41104204 | Reverse osmosis equipment
41104204 | Reverse osmosis equipment
41104205 | Ultra violet water purification units
41104205 | Ultra violet water purification units
41104206 | Ultra pure water systems
41104206 | Ultra pure water systems
41104207 | Water analysis systems
41104207 | Water analysis systems
41104208 | Dehydrators
41104208 | Dehydrators
41104209 | Deoxiders
41104209 | Deoxiders
41104210 | Dissolvers
41104210 | Dissolvers
41104211 | Softeners
41104211 | Softeners
41104212 | Water filtration cartridges
41104212 | Water filtration cartridges
41104213 | Distilled or deionized water
41104213 | Distilled or deionized water
41104214 | Reverse osmosis equipment parts and accessories
41104214 | Reverse osmosis equipment parts and accessories
41104300 | Fermentation equipment
41104301 | Standard fermentation units
41104301 | Standard fermentation units
41104302 | Continuous culture apparatus
41104302 | Continuous culture apparatus
41104303 | Anaerobic jars or accessories
41104303 | Anaerobic jars or accessories
41104304 | Digestion systems
41104304 | Digestion systems
41104305 | Inspissators
41104305 | Inspissators
41104306 | In vitro culture equipment
41104306 | In vitro culture equipment
41104307 | Microbiology fermentation equipment
41104307 | Microbiology fermentation equipment
41104308 | Anaerobic environmental culture systems or supplies
41104308 | Anaerobic environmental culture systems or supplies
41104309 | Microaerophilic environmental cutlure system | New
41104400 | Laboratory incubating equipment
41104401 | Gravity convection general purpose incubators
41104401 | Gravity convection general purpose incubators
41104402 | Forced air or mechanical convection general purpose incubators
41104402 | Forced air or mechanical convection general purpose incubators
41104403 | Tissue culture incubators
41104403 | Tissue culture incubators
41104404 | Cooled biological oxygen demand BOD incubators
41104404 | Cooled biological oxygen demand BOD incubators
41104405 | Shaking incubators
41104405 | Shaking incubators
41104406 | Plate incubators
41104406 | Plate incubators
41104407 | Water jacketed single chamber carbon dioxide incubators
41104407 | Water jacketed single chamber carbon dioxide incubators
41104408 | Water jacketed dual chamber carbon dioxide incubators
41104408 | Water jacketed dual chamber carbon dioxide incubators
41104409 | Water jacketed single chamber carbon dioxide incubators with humidity control
41104409 | Water jacketed single chamber carbon dioxide incubators with humidity control
41104410 | Water jacketed dual chamber carbon dioxide incubators with humidity control
41104410 | Water jacketed dual chamber carbon dioxide incubators with humidity control
41104411 | Dry wall single chamber carbon dioxide incubators
41104411 | Dry wall single chamber carbon dioxide incubators
41104412 | Dry wall dual chamber carbon dioxide incubators
41104412 | Dry wall dual chamber carbon dioxide incubators
41104413 | Dry wall single chamber carbon dioxide incubators with humidity control
41104413 | Dry wall single chamber carbon dioxide incubators with humidity control
41104414 | Dry wall dual chamber carbon dioxide incubators with humidity control
41104414 | Dry wall dual chamber carbon dioxide incubators with humidity control
41104415 | Water jacketed single chamber three gas incubators
41104415 | Water jacketed single chamber three gas incubators
41104416 | Water jacketed dual chamber three gas incubators
41104416 | Water jacketed dual chamber three gas incubators
41104417 | Water jacketed single chamber three gas incubators with humidity control
41104417 | Water jacketed single chamber three gas incubators with humidity control
41104418 | Water jacketed dual chamber three gas incubators with humidity control
41104418 | Water jacketed dual chamber three gas incubators with humidity control
41104419 | Dry wall single chamber three gas incubators
41104419 | Dry wall single chamber three gas incubators
41104420 | Dry wall dual chamber three gas incubators
41104420 | Dry wall dual chamber three gas incubators
41104421 | Dry wall single chamber three gas incubators with humidity control
41104421 | Dry wall single chamber three gas incubators with humidity control
41104422 | Dry wall dual chamber three gas incubators with humidity control
41104422 | Dry wall dual chamber three gas incubators with humidity control
41104423 | Refrigerated incubators
41104423 | Refrigerated incubators
41104424 | Incubator accessories
41104424 | Incubator accessories
41104425 | Carbon dioxide incubator
41104425 | Carbon dioxide incubator
41104426 | Media preparation apparatus
41104426 | Media preparation apparatus
41104427 | Platelet incubator
41104427 | Platelet incubator
41104500 | Laboratory ovens and accessories
41104501 | Laboratory mechanical convection ovens
41104501 | Laboratory mechanical convection ovens
41104502 | Gravity convection ovens
41104502 | Gravity convection ovens
41104503 | Ageing ovens
41104503 | Ageing ovens
41104504 | Cleanroom ovens
41104504 | Cleanroom ovens
41104505 | Laboratory quartz oven pots
41104505 | Laboratory quartz oven pots
41104506 | Laboratory safety ovens
41104506 | Laboratory safety ovens
41104507 | Laboratory microwave ovens
41104507 | Laboratory microwave ovens
41104508 | Induction dryers
41104508 | Induction dryers
41104509 | Vacuum ovens
41104509 | Vacuum ovens
41104510 | Drying cabinets or ovens
41104510 | Drying cabinets or ovens
41104511 | Hybridization ovens or incubators
41104511 | Hybridization ovens or incubators
41104512 | Laboratory oven accessories
41104512 | Laboratory oven accessories
41104513 | Magnesium melt oven
41104513 | Magnesium melt oven
41104600 | Laboratory furnaces and accessories
41104601 | Laboratory box furnaces
41104601 | Laboratory box furnaces
41104602 | Programmable box furnaces
41104602 | Programmable box furnaces
41104603 | Tube furnaces
41104603 | Tube furnaces
41104604 | Programmable tube furnaces
41104604 | Programmable tube furnaces
41104605 | Crucible furnaces
41104605 | Crucible furnaces
41104606 | Programmable crucible furnaces
41104606 | Programmable crucible furnaces
41104607 | Furnace control console
41104607 | Furnace control console
41104608 | Programmable furnace control console
41104608 | Programmable furnace control console
41104609 | Laboratory safety furnaces
41104609 | Laboratory safety furnaces
41104610 | Laboratory furnace hearthplates
41104610 | Laboratory furnace hearthplates
41104611 | Laboratory furnace replacement insulation
41104611 | Laboratory furnace replacement insulation
41104612 | Laboratory furnace accessories
41104612 | Laboratory furnace accessories
41104613 | Laboratory hot press
41104613 | Laboratory hot press
41104700 | Laboratory freeze dryers and lyopholizers and accessories
41104701 | Freeze dryers or lyopholizers
41104701 | Freeze dryers or lyopholizers
41104702 | Freeze dryer glassware
41104702 | Freeze dryer glassware
41104703 | Tray dryers
41104703 | Tray dryers
41104704 | Freeze dryer or lyopholizer accessories
41104704 | Freeze dryer or lyopholizer accessories
41104800 | Laboratory decanting and distilling and evaporating and extracting equipment and supplies
41104801 | Flask or retort units
41104801 | Flask or retort units
41104802 | Bi distillation units
41104802 | Bi distillation units
41104803 | Laboratory evaporators
41104803 | Laboratory evaporators
41104804 | Vacuum or rotary evaporators
41104804 | Vacuum or rotary evaporators
41104805 | Nitrogen blowdown evaporators
41104805 | Nitrogen blowdown evaporators
41104806 | Extracting equipment for laboratories
41104806 | Extracting equipment for laboratories
41104807 | Fat extractors
41104807 | Fat extractors
41104808 | Crude fiber extractors
41104808 | Crude fiber extractors
41104809 | Sedimentological analyzing unit
41104809 | Sedimentological analyzing unit
41104810 | Fractionation apparatus
41104810 | Fractionation apparatus
41104811 | Density gradient fractionators
41104811 | Density gradient fractionators
41104812 | Distillation pipings or columns or fittings
41104812 | Distillation pipings or columns or fittings
41104813 | Reflux components
41104813 | Reflux components
41104814 | Laboratory heat exchange condensers
41104814 | Laboratory heat exchange condensers
41104815 | Kjeldahl nitrogen determination apparatus
41104815 | Kjeldahl nitrogen determination apparatus
41104816 | Vacuum or centrifugal concentrators
41104816 | Vacuum or centrifugal concentrators
41104817 | Extraction thimbles
41104817 | Extraction thimbles
41104818 | Structured packing
41104818 | Structured packing
41104819 | Cell harvester
41104819 | Cell harvester
41104820 | Laboratory fractional distillation apparatus
41104820 | Laboratory fractional distillation apparatus
41104821 | Static sample concentrator
41104821 | Static sample concentrator
41104900 | Laboratory filtering equipment and supplies
41104901 | Laboratory line filters
41104901 | Laboratory line filters
41104902 | Gel filtration equipment
41104902 | Gel filtration equipment
41104903 | Ultra filtration equipment
41104903 | Ultra filtration equipment
41104904 | Sintered cell filters
41104904 | Sintered cell filters
41104905 | Thin channel filtration equipment
41104905 | Thin channel filtration equipment
41104906 | Reverse osmosis filtration equipment
41104906 | Reverse osmosis filtration equipment
41104907 | Molecular filtration equipment
41104907 | Molecular filtration equipment
41104908 | Laboratory cartridge element filters
41104908 | Laboratory cartridge element filters
41104909 | Laboratory filter holders or cyclones
41104909 | Laboratory filter holders or cyclones
41104910 | Laboratory multi sheet or press filters
41104910 | Laboratory multi sheet or press filters
41104911 | Laboratory air filtration systems
41104911 | Laboratory air filtration systems
41104912 | Fluid presses filter
41104912 | Fluid presses filter
41104913 | Bioseparation filters
41104913 | Bioseparation filters
41104914 | Bottletops or filtration cups
41104914 | Bottletops or filtration cups
41104915 | Capsules filters
41104915 | Capsules filters
41104916 | Centrifugal filters
41104916 | Centrifugal filters
41104917 | Laboratory environmental filters
41104917 | Laboratory environmental filters
41104918 | Laboratory glass filters
41104918 | Laboratory glass filters
41104919 | Laboratory HEPA filters
41104919 | Laboratory HEPA filters
41104920 | Hybridization filters
41104920 | Hybridization filters
41104921 | Laboratory membrane filters
41104921 | Laboratory membrane filters
41104922 | Syringe filters
41104922 | Syringe filters
41104923 | Multiwell plate filters
41104923 | Multiwell plate filters
41104924 | Microbiology filters
41104924 | Microbiology filters
41104925 | Laboratory filtration hardware or accessories
41104925 | Laboratory filtration hardware or accessories
41104926 | Silica bed filter
41104926 | Silica bed filter
41104927 | Filter support screens
41104927 | Filter support screens
41104928 | Laboratory bottle receiver
41104928 | Laboratory bottle receiver
41104929 | Laboratory filter papers
41104929 | Laboratory filter papers
41104930 | Molecular sieve
41104930 | Molecular sieve
41104931 | Serum separator tube filter | New
41104932 | Cell strainer | New
41105000 | Laboratory sieves and sifting equipment and supplies
41105001 | Laboratory separators
41105001 | Laboratory separators
41105002 | Laboratory sifting equipment
41105002 | Laboratory sifting equipment
41105003 | Test sieves
41105003 | Test sieves
41105100 | Laboratory pumps and tubing
41105101 | Laboratory vacuum pumps
41105101 | Laboratory vacuum pumps
41105102 | Peristaltic pumps
41105102 | Peristaltic pumps
41105103 | Laboratory centrifugal pumps
41105103 | Laboratory centrifugal pumps
41105104 | Syringe pumps
41105104 | Syringe pumps
41105105 | Metering pumps
41105105 | Metering pumps
41105106 | Chromatography pumps
41105106 | Chromatography pumps
41105107 | Laboratory drum pumps
41105107 | Laboratory drum pumps
41105108 | Laboratory general purpose tubing
41105108 | Laboratory general purpose tubing
41105109 | Rotary vane pumps
41105109 | Rotary vane pumps
41105200 | Laboratory slide stainer equipment and accessories
41105201 | Histology or cytology slide stainers
41105201 | Histology or cytology slide stainers
41105202 | Hematology slide stainers
41105202 | Hematology slide stainers
41105203 | Microbiology slide stainers
41105203 | Microbiology slide stainers
41105204 | Laboratory slide stainer accessories
41105204 | Laboratory slide stainer accessories
41105205 | Microslide making equipment
41105205 | Microslide making equipment
41105206 | Immunohistochemistry autostainer
41105206 | Immunohistochemistry autostainer
41105207 | Immunohistochemistry autostainer accessory
41105207 | Immunohistochemistry autostainer accessory
41105208 | Laboratory staining rack and tray
41105208 | Laboratory staining rack and tray
41105209 | Multidepartment manual slide stainer set
41105209 | Multidepartment manual slide stainer set
41105300 | Laboratory electrophoresis and blotting system and supplies
41105301 | Gel boxes
41105301 | Gel boxes
41105302 | Gel dryers
41105302 | Gel dryers
41105303 | Electrophoresis system power supplies
41105303 | Electrophoresis system power supplies
41105304 | Transilluminators
41105304 | Transilluminators
41105305 | Electrophoresis system accessories
41105305 | Electrophoresis system accessories
41105307 | Instrumentation for capillary electrophoresis
41105307 | Instrumentation for capillary electrophoresis
41105308 | Capillaries or cartridges
41105308 | Capillaries or cartridges
41105309 | Kits or reagents for capillary electrophoresis
41105309 | Kits or reagents for capillary electrophoresis
41105310 | Blotting or transfer accessories
41105310 | Blotting or transfer accessories
41105311 | Blotting or transfer apparatus
41105311 | Blotting or transfer apparatus
41105312 | Combs or plates or spacers or trays
41105312 | Combs or plates or spacers or trays
41105313 | Cassettes or related detection accessories
41105313 | Cassettes or related detection accessories
41105314 | Gel documentation systems
41105314 | Gel documentation systems
41105315 | Gel documentation accessories
41105315 | Gel documentation accessories
41105316 | Ultraviolet crosslinkers
41105316 | Ultraviolet crosslinkers
41105317 | Agarose gel making reagents
41105317 | Agarose gel making reagents
41105318 | Agarose premade gels
41105318 | Agarose premade gels
41105319 | Polyacrylamide gel making reagents
41105319 | Polyacrylamide gel making reagents
41105320 | Polyacrylamide premade gels
41105320 | Polyacrylamide premade gels
41105321 | Nucleic acid gels stain
41105321 | Nucleic acid gels stain
41105322 | Polyacrylamide gels stain
41105322 | Polyacrylamide gels stain
41105323 | Electrophoresis premade buffers or solutions
41105323 | Electrophoresis premade buffers or solutions
41105324 | Deoxyribonucleic acid DNA or ribonucleic acid RNA probes
41105324 | Deoxyribonucleic acid DNA or ribonucleic acid RNA probes
41105325 | Microwells plates for deoxyribonucleic acid DNA or deoxyribonucleic acid DNA hybridization
41105325 | Microwells plates for deoxyribonucleic acid DNA or deoxyribonucleic acid DNA hybridization
41105326 | Hybridization reagents or buffers
41105326 | Hybridization reagents or buffers
41105327 | Conjugated nucleotides or oligomers
41105327 | Conjugated nucleotides or oligomers
41105328 | Premade northern or southern or western blots
41105328 | Premade northern or southern or western blots
41105329 | Blocking agents
41105329 | Blocking agents
41105330 | Control proteins or cell lysates or tissue lysates
41105330 | Control proteins or cell lysates or tissue lysates
41105331 | Protein chemifluorescent detection reagents or kits or substrates
41105331 | Protein chemifluorescent detection reagents or kits or substrates
41105332 | Protein chemiluminescent detection reagents or kits or substrates
41105332 | Protein chemiluminescent detection reagents or kits or substrates
41105333 | Protein chromogenic detection reagents or kits or substrates
41105333 | Protein chromogenic detection reagents or kits or substrates
41105334 | Deoxyribonucleic acid DNA quantitation markers
41105334 | Deoxyribonucleic acid DNA quantitation markers
41105335 | Deoxyribonucleic acid DNA size markers or standards
41105335 | Deoxyribonucleic acid DNA size markers or standards
41105336 | Isoelectric focusing IEF markers
41105336 | Isoelectric focusing IEF markers
41105337 | Protein electrophoresis markers
41105337 | Protein electrophoresis markers
41105338 | Ribonucleic acid RNA markers or standards
41105338 | Ribonucleic acid RNA markers or standards
41105339 | Blotting membranes
41105339 | Blotting membranes
41105340 | Electrophoresis system
41105340 | Electrophoresis system
41105341 | Autoradiography film
41105341 | Autoradiography film
41105342 | Kit and reagent for agarose gel electrophoresis | New
41105343 | Kit and reagent for tape based electrophoresis | New
41105344 | Electrophoresis sample applicator or blade | New
41105345 | Protein gel stain | New
41105500 | Nucleic acid extraction and purification and quantitation kits and components
41105501 | Deoxyribonucleic acid DNA cleanup or gel extraction kits
41105501 | Deoxyribonucleic acid DNA cleanup or gel extraction kits
41105502 | Kits for deoxyribonucleic acid DNA extraction from food
41105502 | Kits for deoxyribonucleic acid DNA extraction from food
41105503 | Electroelution systems
41105503 | Electroelution systems
41105504 | Genomic deoxyribonucleic acid DNA purification kits
41105504 | Genomic deoxyribonucleic acid DNA purification kits
41105505 | High throughput screening HTS systems in nucleic acid purification
41105505 | High throughput screening HTS systems in nucleic acid purification
41105506 | Kits for purification of messenger ribonucleic acid mRNA
41105506 | Kits for purification of messenger ribonucleic acid mRNA
41105507 | Nucleic acid isolation magnetic beads
41105507 | Nucleic acid isolation magnetic beads
41105508 | Nucleic acids coprecipitants
41105508 | Nucleic acids coprecipitants
41105509 | Nucleic acids quantitation kits
41105509 | Nucleic acids quantitation kits
41105510 | Phage deoxyribonucleic acid DNA purification kits
41105510 | Phage deoxyribonucleic acid DNA purification kits
41105511 | Kits for plasmids deoxyribonucleic acid DNA extraction from yeast
41105511 | Kits for plasmids deoxyribonucleic acid DNA extraction from yeast
41105512 | Plasmids or cosmids or bacterial artificial chromosomes BAC purification kit
41105512 | Plasmids or cosmids or bacterial artificial chromosomes BAC purification kit
41105513 | Labeled nucleic acid purification kits
41105513 | Labeled nucleic acid purification kits
41105514 | Reagents for nucleic acid extraction or precipitation or resuspension
41105514 | Reagents for nucleic acid extraction or precipitation or resuspension
41105515 | Ribonucleic acid RNA cleanup or stabilization materials
41105515 | Ribonucleic acid RNA cleanup or stabilization materials
41105516 | Ribonucleic acid RNA gel extraction kits
41105516 | Ribonucleic acid RNA gel extraction kits
41105517 | Kits for nucleic acid extraction from plant cells or tissue
41105517 | Kits for nucleic acid extraction from plant cells or tissue
41105518 | Total ribonucleic acid RNA purification kits
41105518 | Total ribonucleic acid RNA purification kits
41105519 | Viral deoxyribonucleic acid DNA purification kits
41105519 | Viral deoxyribonucleic acid DNA purification kits
41105520 | Viral ribonucleic acid RNA purification kits
41105520 | Viral ribonucleic acid RNA purification kits
41105521 | Deoxyribonucleic acid DNA detection system
41105521 | Deoxyribonucleic acid DNA detection system
41105600 | Deoxyribonucleic acid DNA sequencing products
41105601 | Kits or enzymes for sequencing
41105601 | Kits or enzymes for sequencing
41105700 | Gene arrays
41105701 | Acid nucleic immobilized on glass or nylon membranes
41105701 | Acid nucleic immobilized on glass or nylon membranes
41105800 | In vitro transcription and translation products
41105801 | Oligomer conjugates or derivatives
41105801 | Oligomer conjugates or derivatives
41105802 | Ribonucleotides
41105802 | Ribonucleotides
41105803 | Transcription or translation systems or kits
41105803 | Transcription or translation systems or kits
41105804 | Translation labeling accessories
41105804 | Translation labeling accessories
41105900 | Libraries and related materials
41105901 | Animal tissues or bodily fluids
41105901 | Animal tissues or bodily fluids
41105902 | Complementary deoxyribonucleic acid cDNA libraries
41105902 | Complementary deoxyribonucleic acid cDNA libraries
41105903 | Complementary deoxyribonucleic acid cDNA synthesis kits
41105903 | Complementary deoxyribonucleic acid cDNA synthesis kits
41105904 | Genomic libraries
41105904 | Genomic libraries
41105905 | Library construction kits
41105905 | Library construction kits
41105906 | Protein or peptide display libraries
41105906 | Protein or peptide display libraries
41105907 | Two hybrid libraries or systems
41105907 | Two hybrid libraries or systems
41105908 | Viral packaging kits
41105908 | Viral packaging kits
41105909 | Peptide synthesizer
41105909 | Peptide synthesizer
41106000 | Nucleic acid labeling and detection systems
41106001 | Nucleic acid chemifluorescent detection materials
41106001 | Nucleic acid chemifluorescent detection materials
41106002 | Nucleic acid chemiluminescent detection materials
41106002 | Nucleic acid chemiluminescent detection materials
41106003 | Nucleic acid chromogenic detection materials
41106003 | Nucleic acid chromogenic detection materials
41106004 | Nucleic acid non radioactive labeling kits
41106004 | Nucleic acid non radioactive labeling kits
41106005 | Nucleic acid radioactive labeling kits
41106005 | Nucleic acid radioactive labeling kits
41106006 | Radio nucleotides or nucleosides
41106006 | Radio nucleotides or nucleosides
41106100 | Deoxyribonucleic acid DNA analysis kits
41106101 | Cytogenetics kits
41106101 | Cytogenetics kits
41106102 | Differential display or subtraction kits
41106102 | Differential display or subtraction kits
41106103 | Deoxyribonucleic acid DNA typing kits
41106103 | Deoxyribonucleic acid DNA typing kits
41106104 | Nuclease protection assays
41106104 | Nuclease protection assays
41106200 | Microorganism propagation and transformation media and kits and equipment
41106201 | Antimycotics
41106201 | Antimycotics
41106202 | Bacteria competent cells
41106202 | Bacteria competent cells
41106203 | Bacteria transformation kits
41106203 | Bacteria transformation kits
41106204 | Bottled agar media or stabs for bacteria
41106204 | Bottled agar media or stabs for bacteria
41106205 | Brent supplement mixtures for yeast
41106205 | Brent supplement mixtures for yeast
41106206 | Complete supplement mixtures for yeast
41106206 | Complete supplement mixtures for yeast
41106207 | Dictyostelium discoideum media
41106207 | Dictyostelium discoideum media
41106208 | Electroporation cuvettes
41106208 | Electroporation cuvettes
41106209 | Hollenberg supplement mixtures for yeast
41106209 | Hollenberg supplement mixtures for yeast
41106210 | Media or supplements for schizosaccharomyces pombe
41106210 | Media or supplements for schizosaccharomyces pombe
41106211 | Media ingredients or additives schizosaccharomyces pombe
41106211 | Media ingredients or additives schizosaccharomyces pombe
41106212 | Media ingredients or additives for bacteria
41106212 | Media ingredients or additives for bacteria
41106213 | Premixed media dry
41106213 | Premixed media dry
41106214 | Reagents for preparing competent bacteria
41106214 | Reagents for preparing competent bacteria
41106215 | Reagents for preparing competent yeast
41106215 | Reagents for preparing competent yeast
41106216 | Rich media for yeast
41106216 | Rich media for yeast
41106217 | Specialty plates for bacteria
41106217 | Specialty plates for bacteria
41106218 | Specialty premixed media dry
41106218 | Specialty premixed media dry
41106219 | Synthetic complete supplement mixtures for yeast
41106219 | Synthetic complete supplement mixtures for yeast
41106220 | Synthetic media for yeast
41106220 | Synthetic media for yeast
41106221 | Yeast competent cells
41106221 | Yeast competent cells
41106222 | Yeast transformation kits
41106222 | Yeast transformation kits
41106223 | Yeast nitrogen bases YNB or yeast nitrogen base YNB variants
41106223 | Yeast nitrogen bases YNB or yeast nitrogen base YNB variants
41106224 | Electroporation system | New
41106225 | Bottled broth media for bacteria | New
41106226 | Bottled broth media for yeast | New
41106227 | Specialty plate for yeast | New
41106228 | Bottled agar media or stabs for yeast | New
41106229 | Bottled saline or water for microbiology | New
41106230 | Inoculum fluid for identification and sensitivity panels | New
41106231 | Contact agar plate for environmental microbial presence | New
41106232 | Automated microbial culture plate streaker | New
41106233 | Biolistic particle delivery system | New
41106300 | Polymerase chain reaction PCR and reverse transcriptase polymerase chain reaction RT PCR products
41106301 | Deoxynucleotide triphosphates dNTPs
41106301 | Deoxynucleotide triphosphates dNTPs
41106302 | Gene specific polymerase chain reaction PCR kits
41106302 | Gene specific polymerase chain reaction PCR kits
41106303 | Kits for polymerase chain reaction PCR purification
41106303 | Kits for polymerase chain reaction PCR purification
41106304 | Kits for messenger ribonucleic acid mRNA quantitation by polymerase chain reaction PCR
41106304 | Kits for messenger ribonucleic acid mRNA quantitation by polymerase chain reaction PCR
41106305 | Nucleotides
41106305 | Nucleotides
41106306 | Polymerase chain reaction PCR buffers
41106306 | Polymerase chain reaction PCR buffers
41106307 | Polymerase chain reaction PCR optimizing products
41106307 | Polymerase chain reaction PCR optimizing products
41106308 | Polymerase chain reaction PCR or reverse transcriptase polymerase chain reaction RT PCR primers
41106308 | Polymerase chain reaction PCR or reverse transcriptase polymerase chain reaction RT PCR primers
41106309 | Premade complementary deoxyribonucleic acid cDNA
41106309 | Premade complementary deoxyribonucleic acid cDNA
41106310 | Purified genomic deoxyribonucleic acids DNA
41106310 | Purified genomic deoxyribonucleic acids DNA
41106311 | Purified ribonucleic acids RNA
41106311 | Purified ribonucleic acids RNA
41106312 | Rapid amplification or complementary deoxyribonucleic acid ends RACE technology products
41106312 | Rapid amplification or complementary deoxyribonucleic acid ends RACE technology products
41106313 | Reverse transcriptase polymerase chain reaction RT PCR kits
41106313 | Reverse transcriptase polymerase chain reaction RT PCR kits
41106314 | Thermostable deoxyribonucleic acid DNA polymerases or kits
41106314 | Thermostable deoxyribonucleic acid DNA polymerases or kits
41106400 | Primers and linkers and adaptors
41106401 | Adaptors or linkers
41106401 | Adaptors or linkers
41106402 | Miscellaneous primers
41106402 | Miscellaneous primers
41106403 | Sequencing primers
41106403 | Sequencing primers
41106500 | Protein expression products
41106501 | Bacterial expression kits
41106501 | Bacterial expression kits
41106502 | Eucariotic transfection reagents
41106502 | Eucariotic transfection reagents
41106503 | Inducers or regulators
41106503 | Inducers or regulators
41106504 | Insect cells
41106504 | Insect cells
41106505 | Insect expression kits
41106505 | Insect expression kits
41106506 | Insect media
41106506 | Insect media
41106507 | Insect medium supplements or reagents
41106507 | Insect medium supplements or reagents
41106508 | Mammalian cell expression kits
41106508 | Mammalian cell expression kits
41106509 | Mammalian cells
41106509 | Mammalian cells
41106510 | Kits for protein extraction from mammalian cells or tissues
41106510 | Kits for protein extraction from mammalian cells or tissues
41106511 | Kits for protein extraction from bacteria
41106511 | Kits for protein extraction from bacteria
41106512 | Kits for protein extraction from yeast
41106512 | Kits for protein extraction from yeast
41106513 | Reporter gene assay
41106513 | Reporter gene assay
41106514 | Stable mammalian cell lines
41106514 | Stable mammalian cell lines
41106515 | Yeast expression kits
41106515 | Yeast expression kits
41106516 | Enzyme expression consumables
41106516 | Enzyme expression consumables
41106600 | Vectors
41106601 | Chromosome targeting vectors
41106601 | Chromosome targeting vectors
41106602 | Bacterial expression vectors
41106602 | Bacterial expression vectors
41106603 | Cassette vectors
41106603 | Cassette vectors
41106604 | Display vector maps or sequences
41106604 | Display vector maps or sequences
41106605 | Enzyme reporter vector maps or sequences
41106605 | Enzyme reporter vector maps or sequences
41106606 | Expression complementary deoxyribonucleic acid cDNA vectors
41106606 | Expression complementary deoxyribonucleic acid cDNA vectors
41106607 | Fluorescent protein vector maps or sequences
41106607 | Fluorescent protein vector maps or sequences
41106608 | Fusion vectors
41106608 | Fusion vectors
41106609 | Gene targeting vectors
41106609 | Gene targeting vectors
41106610 | General cloning vectors
41106610 | General cloning vectors
41106611 | Hybrid system vectors or kits
41106611 | Hybrid system vectors or kits
41106612 | Insect expression vectors
41106612 | Insect expression vectors
41106613 | Library construction vectors
41106613 | Library construction vectors
41106614 | Mammalian cell expression vectors
41106614 | Mammalian cell expression vectors
41106615 | Polymerase chain reaction PCR cloning vectors or kits
41106615 | Polymerase chain reaction PCR cloning vectors or kits
41106616 | Phage or viral deoxyribonucleic acids DNA
41106616 | Phage or viral deoxyribonucleic acids DNA
41106617 | Plasmid mutagenesis vectors or kits
41106617 | Plasmid mutagenesis vectors or kits
41106618 | Recombination mediated cloning or expression products
41106618 | Recombination mediated cloning or expression products
41106619 | Sequencing vectors
41106619 | Sequencing vectors
41106620 | Signal transduction reporter vector maps or sequences
41106620 | Signal transduction reporter vector maps or sequences
41106621 | Virus mediated expression vectors or kits
41106621 | Virus mediated expression vectors or kits
41106622 | Yeast expression vectors
41106622 | Yeast expression vectors
41106700 | Laboratory botanical equipment and accessories
41106701 | Leaf area meter
41106701 | Leaf area meter
41106702 | Photosynthesis measurement apparatus
41106702 | Photosynthesis measurement apparatus
41106703 | Plant growth measuring instrument or auxanometer
41106703 | Plant growth measuring instrument or auxanometer
41106704 | Chlorophyl measuring instrument
41106704 | Chlorophyl measuring instrument
41106705 | Phytotron
41106705 | Phytotron
41106706 | Minirhizotron
41106706 | Minirhizotron
41106707 | Vegetation nutrition inspection device
41106707 | Vegetation nutrition inspection device
41106708 | Plant collection device set
41106708 | Plant collection device set
41110000 | Measuring and observing and testing instruments
41111500 | Weight measuring instruments
41111501 | Electronic toploading balances
41111501 | Electronic toploading balances
41111502 | Laboratory balances
41111502 | Laboratory balances
41111503 | Mechanical balances
41111503 | Mechanical balances
41111504 | Pull spring balances
41111504 | Pull spring balances
41111505 | Calibration weights or weight sets
41111505 | Calibration weights or weight sets
41111506 | Animal weighing scales
41111506 | Animal weighing scales
41111507 | Bench scales
41111507 | Bench scales
41111508 | Bodyweight measuring scales
41111508 | Bodyweight measuring scales
41111509 | Floor or platform scales
41111509 | Floor or platform scales
41111510 | Postal scales
41111510 | Postal scales
41111511 | Truck or rail scales
41111511 | Truck or rail scales
41111512 | Triple beam balances
41111512 | Triple beam balances
41111513 | Moisture balances
41111513 | Moisture balances
41111515 | Balance weighing containers or bowls or boats or papers
41111515 | Balance weighing containers or bowls or boats or papers
41111516 | Weight measuring instrument accessories
41111516 | Weight measuring instrument accessories
41111517 | Analytical balances
41111517 | Analytical balances
41111518 | Axle load scales
41111518 | Axle load scales
41111519 | Crane scale
41111519 | Crane scale
41111520 | Conveyor weighting scale
41111520 | Conveyor weighting scale
41111521 | Thermogravimeter
41111521 | Thermogravimeter
41111522 | Hopper scale
41111522 | Hopper scale
41111523 | Weight prototype
41111523 | Weight prototype
41111524 | Price indicating scale
41111524 | Price indicating scale
41111525 | Automatic packer scale
41111525 | Automatic packer scale
41111526 | Automatic selective scale
41111526 | Automatic selective scale
41111527 | Domestic luggage scale
41111600 | Length and thickness and distance measuring instruments
41111601 | Micrometers
41111601 | Micrometers
41111602 | Pedometers
41111602 | Pedometers
41111603 | Rangefinders
41111603 | Rangefinders
41111604 | Rulers
41111604 | Rulers
41111605 | Strain gauges
41111605 | Strain gauges
41111606 | Tellurometers
41111606 | Tellurometers
41111607 | Thread counters or gauges
41111607 | Thread counters or gauges
41111613 | Distance meters
41111613 | Distance meters
41111614 | Height gauges
41111614 | Height gauges
41111615 | Laser measuring systems
41111615 | Laser measuring systems
41111616 | Measuring wheels for distance
41111616 | Measuring wheels for distance
41111617 | Feeler gauges
41111617 | Feeler gauges
41111618 | Gage block set
41111618 | Gage block set
41111619 | Go or no go gauge
41111619 | Go or no go gauge
41111620 | Etalon wedge
41111620 | Etalon wedge
41111621 | Calipers
41111621 | Calipers
41111622 | Micrometer calipers
41111622 | Micrometer calipers
41111623 | Thickness measuring devices
41111623 | Thickness measuring devices
41111624 | Alexometer
41111624 | Alexometer
41111625 | Curvimeter
41111625 | Curvimeter
41111626 | Gauge block
41111626 | Gauge block
41111627 | Vee block
41111627 | Vee block
41111628 | Wire meter
41111628 | Wire meter
41111629 | Cable or wire extension linear position sensor
41111629 | Cable or wire extension linear position sensor
41111630 | Dial indicator or dial gauge
41111630 | Dial indicator or dial gauge
41111631 | Radius gauge
41111631 | Radius gauge
41111632 | Cylinder gauge
41111632 | Cylinder gauge
41111633 | Air micrometer
41111633 | Air micrometer
41111634 | Electrical micrometer
41111634 | Electrical micrometer
41111635 | Gage block comparator
41111635 | Gage block comparator
41111636 | Cylinder diameter measuring equipment
41111636 | Cylinder diameter measuring equipment
41111637 | Conical cup tester
41111637 | Conical cup tester
41111638 | Cigarette circumference tester
41111638 | Cigarette circumference tester
41111639 | Screw plug gauge and cross recess
41111639 | Screw plug gauge and cross recess
41111640 | Welding gauge
41111640 | Welding gauge
41111641 | Thread pitch gauge
41111641 | Thread pitch gauge
41111642 | Rail joint gap gauge
41111642 | Rail joint gap gauge
41111643 | Wire gauge
41111643 | Wire gauge
41111644 | Pin gauge
41111644 | Pin gauge
41111645 | Sine bar
41111645 | Sine bar
41111646 | Telescoping gauge
41111646 | Telescoping gauge
41111647 | Hole gauge
41111647 | Hole gauge
41111648 | Taper gauge
41111648 | Taper gauge
41111649 | Tire depth gauge
41111649 | Tire depth gauge
41111650 | Drill gauge
41111650 | Drill gauge
41111651 | Cathetometer
41111651 | Cathetometer
41111652 | Compressometer
41111652 | Compressometer
41111700 | Viewing and observing instruments and accessories
41111701 | Ion microscopes
41111701 | Ion microscopes
41111702 | Monocular microscopes
41111702 | Monocular microscopes
41111703 | Stereo or dissecting light microscopes
41111703 | Stereo or dissecting light microscopes
41111704 | Illuminators for microscopes
41111704 | Illuminators for microscopes
41111705 | Microscope objectives
41111705 | Microscope objectives
41111706 | Photo attachments for microscopes
41111706 | Photo attachments for microscopes
41111707 | Profile projectors
41111707 | Profile projectors
41111708 | Video attachments for microscopes
41111708 | Video attachments for microscopes
41111709 | Binocular light compound microscopes
41111709 | Binocular light compound microscopes
41111710 | Combination electron and light microscopes
41111710 | Combination electron and light microscopes
41111711 | Electron microscopes
41111711 | Electron microscopes
41111712 | Inverted microscopes
41111712 | Inverted microscopes
41111713 | Magnifiers
41111713 | Magnifiers
41111714 | Loupes
41111714 | Loupes
41111715 | Telescopes
41111715 | Telescopes
41111716 | Borescope inspection equipment
41111716 | Borescope inspection equipment
41111717 | Binoculars
41111717 | Binoculars
41111718 | Metallurgical microscopes
41111718 | Metallurgical microscopes
41111719 | Darkfield microscopes
41111719 | Darkfield microscopes
41111720 | Scanning electron microscopes
41111720 | Scanning electron microscopes
41111721 | Transmission electron microscopes
41111721 | Transmission electron microscopes
41111722 | Fluorescent microscopes
41111722 | Fluorescent microscopes
41111723 | Scanning light or spinning disk or laser scanning microscopes
41111723 | Scanning light or spinning disk or laser scanning microscopes
41111724 | Scanning probe microscopes
41111724 | Scanning probe microscopes
41111725 | Polarizing microscopes
41111725 | Polarizing microscopes
41111726 | Acoustic microscopes
41111726 | Acoustic microscopes
41111727 | Projection microscopes
41111727 | Projection microscopes
41111728 | Wide field microscopes
41111728 | Wide field microscopes
41111729 | Microscope eyepieces
41111729 | Microscope eyepieces
41111730 | Microscope condensers
41111730 | Microscope condensers
41111731 | Microscope collectors
41111731 | Microscope collectors
41111733 | Microscope tubes
41111733 | Microscope tubes
41111734 | Microscope stages
41111734 | Microscope stages
41111735 | Automated microscope stages
41111735 | Automated microscope stages
41111736 | Microscope covers
41111736 | Microscope covers
41111737 | Videoscopes
41111737 | Videoscopes
41111738 | Fiberscopes
41111738 | Fiberscopes
41111739 | Laboratory microscope replacement bulbs
41111739 | Laboratory microscope replacement bulbs
41111740 | Automated optical inspection system
41111740 | Automated optical inspection system
41111741 | Microscope differential interference contrast equipment
41111741 | Microscope differential interference contrast equipment
41111742 | Periscope or protectorscope
41111742 | Periscope or protectorscope
41111743 | Autocollimator
41111743 | Autocollimator
41111744 | Microscopic micrometer
41111744 | Microscopic micrometer
41111745 | Micromanipulator
41111745 | Micromanipulator
41111746 | Optical lever
41111746 | Optical lever
41111747 | Industrial fiberscope
41111747 | Industrial fiberscope
41111748 | Multimedia image microscope
41111748 | Multimedia image microscope
41111749 | Phase contrast microscope
41111749 | Phase contrast microscope
41111750 | Microscope anti vibration mat or table | New
41111751 | Microscope fluorescence filter | New
41111752 | Microscope filter cube or box | New
41111753 | Manual microscope nosepiece | New
41111754 | Motorized microscope nosepiece | New
41111755 | Microscope knob | New
41111756 | Microscope base unit | New
41111757 | Microscope head | New
41111758 | Microscope body | New
41111759 | Trinocular light compound microscope | New
41111760 | Microscope sample manipulation system and accessories | New
41111761 | Transmission electron microscopy TEM grid or support film | New
41111762 | Transmission electron microscopy TEM grid storage box | New
41111763 | Microscope cleaning kit | New
41111764 | Microscope fitting | New
41111765 | Microscope stage slide clip | New
41111766 | Handheld digital microscope | New
41111767 | Microscope stage warming system or incubator and accessories | New
41111768 | Lighted box agglutination viewer | New
41111769 | Lighted mirror agglutination viewer | New
41111770 | Microscope pointer | New
41111800 | Non destructive examination equipment
41111801 | Eddy current examination equipment
41111801 | Eddy current examination equipment
41111802 | Liquid penetrant examination equipment
41111802 | Liquid penetrant examination equipment
41111803 | Magnetic particle examination equipment
41111803 | Magnetic particle examination equipment
41111804 | Ultrasonic examination equipment
41111804 | Ultrasonic examination equipment
41111805 | CO 60 radiography examination equipment
41111805 | CO 60 radiography examination equipment
41111806 | CS 137 radiography examination equipment
41111806 | CS 137 radiography examination equipment
41111807 | IR 192 radiography examination equipment
41111807 | IR 192 radiography examination equipment
41111808 | X ray radiography examination equipment
41111808 | X ray radiography examination equipment
41111809 | Leak testing equipment
41111809 | Leak testing equipment
41111810 | Hot testing equipment station
41111810 | Hot testing equipment station
41111811 | Cold testing equipment station
41111811 | Cold testing equipment station
41111812 | Gamma ray radiography examination equipment
41111812 | Gamma ray radiography examination equipment
41111813 | Industrial radiograph viewing illuminator
41111813 | Industrial radiograph viewing illuminator
41111814 | Neutron radiography examination equipment
41111814 | Neutron radiography examination equipment
41111815 | Reinforcement metal detector
41111815 | Reinforcement metal detector
41111816 | Displacement measuring instrument
41111816 | Displacement measuring instrument
41111817 | Rice taste measuring system
41111817 | Rice taste measuring system
41111818 | Non destructive examination reagent
41111818 | Non destructive examination reagent
41111819 | Wire rope tester
41111819 | Wire rope tester
41111820 | Fluorescence detector
41111820 | Fluorescence detector
41111900 | Indicating and recording instruments
41111901 | Counters
41111901 | Counters
41111902 | Electronic counters
41111902 | Electronic counters
41111903 | Metal detectors
41111903 | Metal detectors
41111904 | Electronic columns
41111904 | Electronic columns
41111905 | Electronic measuring probes
41111905 | Electronic measuring probes
41111906 | Chart recorders
41111906 | Chart recorders
41111907 | Digital readout recorders
41111907 | Digital readout recorders
41111908 | Graphic recorders
41111908 | Graphic recorders
41111909 | Magnetic tape recorders
41111909 | Magnetic tape recorders
41111910 | Multipen recorders
41111910 | Multipen recorders
41111911 | Oscillographic recorders
41111911 | Oscillographic recorders
41111912 | Physiological recorders
41111912 | Physiological recorders
41111913 | Point plotting recorders
41111913 | Point plotting recorders
41111914 | Servo recorders
41111914 | Servo recorders
41111915 | Bi metallic sensors
41111915 | Bi metallic sensors
41111916 | Non contact sensors
41111916 | Non contact sensors
41111917 | Digital testers
41111917 | Digital testers
41111918 | Gyroscopic instruments
41111918 | Gyroscopic instruments
41111919 | Detection apparatus for non metallic objects
41111919 | Detection apparatus for non metallic objects
41111920 | Coordinate measuring machines CMM
41111920 | Coordinate measuring machines CMM
41111921 | Speed sensors
41111921 | Speed sensors
41111922 | Lamp failure sensor
41111922 | Lamp failure sensor
41111923 | Pre ignition knock sensor
41111923 | Pre ignition knock sensor
41111924 | Oxygen sensors
41111924 | Oxygen sensors
41111926 | Proximity sensors
41111926 | Proximity sensors
41111927 | Pressure sensors
41111927 | Pressure sensors
41111928 | Current sensors
41111928 | Current sensors
41111929 | Radiation detectors
41111929 | Radiation detectors
41111930 | Electrical power sensors
41111930 | Electrical power sensors
41111931 | Flow sensors
41111931 | Flow sensors
41111932 | Liquid leak detectors
41111932 | Liquid leak detectors
41111933 | Electrical charge sensors
41111933 | Electrical charge sensors
41111934 | Force or torque sensors
41111934 | Force or torque sensors
41111935 | Tilt sensors
41111935 | Tilt sensors
41111936 | Complementary metal oxide semiconductor CMOS image sensors
41111936 | Complementary metal oxide semiconductor CMOS image sensors
41111937 | Rotary position sensors
41111937 | Rotary position sensors
41111938 | Level sensors or transmitters
41111938 | Level sensors or transmitters
41111939 | Acoustic sensors
41111939 | Acoustic sensors
41111940 | Color sensors
41111940 | Color sensors
41111941 | Olfactory sensors
41111941 | Olfactory sensors
41111942 | Opacity or dust or visibility sensors
41111942 | Opacity or dust or visibility sensors
41111943 | Electrical resistance or conductance sensors
41111943 | Electrical resistance or conductance sensors
41111944 | Electrical admittance sensors
41111944 | Electrical admittance sensors
41111945 | Linear position sensors
41111945 | Linear position sensors
41111946 | Electrical inductance sensors
41111946 | Electrical inductance sensors
41111947 | Chart recorder pens
41111947 | Chart recorder pens
41111948 | Manual or electronic hematology differential cell counters
41111948 | Manual or electronic hematology differential cell counters
41111949 | Hour meter
41111949 | Hour meter
41111950 | Level indicator
41111950 | Level indicator
41111951 | Humidistat
41111951 | Humidistat
41111952 | Hydrogen sulfide sensor
41111952 | Hydrogen sulfide sensor
41111953 | Supplemental inflator restraint arming sensor
41111953 | Supplemental inflator restraint arming sensor
41111954 | Liquid sensor
41111954 | Liquid sensor
41111955 | Solar sensor
41111955 | Solar sensor
41111956 | Infrared temperature sensor
41111956 | Infrared temperature sensor
41111957 | Oil pressure sensor
41111957 | Oil pressure sensor
41111958 | Manifold ambient pressure sensor
41111958 | Manifold ambient pressure sensor
41111959 | Fuel pressure sensor
41111959 | Fuel pressure sensor
41111960 | Ultrasonic sensor
41111960 | Ultrasonic sensor
41111961 | Occupant sensor
41111961 | Occupant sensor
41111962 | Brake wear sensor
41111962 | Brake wear sensor
41111963 | Fuel level sensor
41111963 | Fuel level sensor
41111964 | Seat belt tension sensor
41111964 | Seat belt tension sensor
41111965 | Water sensor
41111965 | Water sensor
41111966 | Humidity sensor
41111966 | Humidity sensor
41111967 | Lateral long yaw sensor
41111967 | Lateral long yaw sensor
41111968 | Angular rate sensor
41111968 | Angular rate sensor
41111969 | Voltage control sensor
41111969 | Voltage control sensor
41111970 | Temperature sensor
41111970 | Temperature sensor
41111971 | Binary counter
41111971 | Binary counter
41111972 | Supplemental inflator restraint SIR or airbag coil assembly sensor
41111972 | Supplemental inflator restraint SIR or airbag coil assembly sensor
41111973 | Particle counter
41111973 | Particle counter
41111974 | Heating sensor tester
41111974 | Heating sensor tester
41111975 | Magnetic field monitor
41111975 | Magnetic field monitor
41111976 | Water meter check system
41111976 | Water meter check system
41111977 | Ion counter
41111977 | Ion counter
41111978 | Manual microhematocrit tube reader
41111978 | Manual microhematocrit tube reader
41111979 | Data logger for clinical temperature controlled equipment | New
41111980 | Remote monitoring system for clinical temperature controlled equipment | New
41111981 | Blood utilization management system | New
41112100 | Transducers
41112101 | Piezo electric crystals
41112101 | Piezo electric crystals
41112103 | Fiber sensors
41112103 | Fiber sensors
41112104 | Audio transducers
41112104 | Audio transducers
41112105 | Temperature transmitters
41112105 | Temperature transmitters
41112106 | Humidity transmitters
41112106 | Humidity transmitters
41112107 | Electro pneumatic transducers
41112107 | Electro pneumatic transducers
41112108 | Loadcells
41112108 | Loadcells
41112109 | Current transducer
41112109 | Current transducer
41112110 | Pressure transducer
41112110 | Pressure transducer
41112111 | Displacement transducer
41112111 | Displacement transducer
41112112 | Electric power transducer
41112112 | Electric power transducer
41112113 | Mechanical energy transducer
41112113 | Mechanical energy transducer
41112114 | Thermo hygro transmitter
41112114 | Thermo hygro transmitter
41112200 | Temperature and heat measuring instruments
41112201 | Calorimeters
41112201 | Calorimeters
41112202 | Heat tracing equipment
41112202 | Heat tracing equipment
41112203 | Melting point recorders
41112203 | Melting point recorders
41112204 | Pyrometers
41112204 | Pyrometers
41112205 | Temperature regulators
41112205 | Temperature regulators
41112206 | Thermocouples
41112206 | Thermocouples
41112207 | Thermographs
41112207 | Thermographs
41112209 | Thermostats
41112209 | Thermostats
41112210 | Remote reading thermometers
41112210 | Remote reading thermometers
41112211 | Resistance thermometers
41112211 | Resistance thermometers
41112212 | Surface thermometers
41112212 | Surface thermometers
41112213 | Handheld thermometer
41112213 | Handheld thermometer
41112214 | Cryogenic temperature controllers
41112214 | Cryogenic temperature controllers
41112215 | Humidifier temperature controllers
41112215 | Humidifier temperature controllers
41112216 | Thermowells
41112216 | Thermowells
41112217 | Thermoheads
41112217 | Thermoheads
41112219 | Thermocouple probes
41112219 | Thermocouple probes
41112220 | Laboratory freezer or refrigerator thermometers
41112220 | Laboratory freezer or refrigerator thermometers
41112221 | Laboratory incubator thermometers
41112221 | Laboratory incubator thermometers
41112222 | Temperature gauge
41112222 | Temperature gauge
41112223 | Compound gauge
41112223 | Compound gauge
41112224 | Infrared thermometer
41112224 | Infrared thermometer
41112225 | Resistance temperature detector RTD
41112225 | Resistance temperature detector RTD
41112226 | Low temperature thermocouple sensor
41112226 | Low temperature thermocouple sensor
41112227 | High temperature thermocouple sensor
41112227 | High temperature thermocouple sensor
41112228 | Combustion efficiency analyzer
41112228 | Combustion efficiency analyzer
41112229 | Heat meter
41112229 | Heat meter
41112230 | Pyrometer calibrator
41112230 | Pyrometer calibrator
41112231 | Oil cloud and pour point tester
41112231 | Oil cloud and pour point tester
41112232 | Freezing point measuring instrument
41112232 | Freezing point measuring instrument
41112233 | Melting point measuring instrument
41112233 | Melting point measuring instrument
41112234 | Heat flowmeter
41112234 | Heat flowmeter
41112235 | Specific heat measuring instrument
41112235 | Specific heat measuring instrument
41112236 | Asphalt softening point tester
41112236 | Asphalt softening point tester
41112237 | Dewpoint thermometer
41112237 | Dewpoint thermometer
41112238 | Dropping point tester
41112238 | Dropping point tester
41112239 | Glass thermometer
41112239 | Glass thermometer
41112240 | Blood unit temperature verification strip
41112240 | Blood unit temperature verification strip
41112241 | Laboratory oven thermometer | New
41112242 | Laboratory waterbath thermometer | New
41112243 | Laboratory heat block thermometer | New
41112244 | Calibration reference thermometer | New
41112300 | Humidity and moisture measuring instruments
41112301 | Hygrometers
41112301 | Hygrometers
41112302 | Psychrometers
41112302 | Psychrometers
41112303 | Temperature humidity testers
41112303 | Temperature humidity testers
41112304 | Moisture meters
41112304 | Moisture meters
41112305 | Humidity controller
41112305 | Humidity controller
41112306 | Humidity calibrator
41112306 | Humidity calibrator
41112307 | Cement water retentivity tester
41112307 | Cement water retentivity tester
41112400 | Pressure measuring and control instruments
41112401 | Depth gauges
41112401 | Depth gauges
41112402 | Manostats
41112402 | Manostats
41112403 | Pressure indicators
41112403 | Pressure indicators
41112404 | Pressure regulator
41112404 | Pressure regulator
41112405 | Pressure or vacuum recorders
41112405 | Pressure or vacuum recorders
41112406 | Vacuum gauges
41112406 | Vacuum gauges
41112407 | Liquid level controls or instruments
41112407 | Liquid level controls or instruments
41112408 | Pressure intensifiers
41112408 | Pressure intensifiers
41112409 | Pressure scanners
41112409 | Pressure scanners
41112410 | Pressure transmitters
41112410 | Pressure transmitters
41112411 | Pressure controllers
41112411 | Pressure controllers
41112412 | Pressure gauge
41112412 | Pressure gauge
41112413 | Differentialpressure gauge
41112413 | Differentialpressure gauge
41112414 | Pressure calibrator
41112414 | Pressure calibrator
41112415 | Warburg apparatus
41112415 | Warburg apparatus
41112416 | Bursting pressure tester
41112416 | Bursting pressure tester
41112417 | Vapor pressure measuring instrument
41112417 | Vapor pressure measuring instrument
41112418 | Capillary pressure tester
41112418 | Capillary pressure tester
41112419 | Cigarette filter draw resistance meter
41112419 | Cigarette filter draw resistance meter
41112420 | Pressure drop gauge
41112420 | Pressure drop gauge
41112421 | Fruit hardness tester
41112421 | Fruit hardness tester
41112422 | Hydraulic pressure tester
41112422 | Hydraulic pressure tester
41112423 | Pressure altimeter
41112423 | Pressure altimeter
41112500 | Liquid and gas flow measuring and observing instruments
41112501 | Flowmeters
41112501 | Flowmeters
41112502 | Rheometers
41112502 | Rheometers
41112503 | Rotameters
41112503 | Rotameters
41112504 | Water meters
41112504 | Water meters
41112505 | Water meter spares
41112505 | Water meter spares
41112506 | Venturis
41112506 | Venturis
41112508 | Gas gauges
41112508 | Gas gauges
41112509 | Air velocity and temperature monitors
41112509 | Air velocity and temperature monitors
41112510 | Sight flow indicators
41112510 | Sight flow indicators
41112511 | Sight flow windows
41112511 | Sight flow windows
41112512 | Flow computers or totalizers
41112512 | Flow computers or totalizers
41112513 | Orifice plate
41112513 | Orifice plate
41112514 | Oil gauges
41112514 | Oil gauges
41112516 | Flow transmitters
41112516 | Flow transmitters
41112517 | Optical flowmeter and accessories
41112517 | Optical flowmeter and accessories
41112518 | Pump efficiency testing equipment
41112518 | Pump efficiency testing equipment
41112519 | Pitot gauge
41112519 | Pitot gauge
41112520 | Fire pump flow meter
41112520 | Fire pump flow meter
41112521 | Calibration column
41112521 | Calibration column
41112522 | Water meter tester
41112600 | Hygiene monitoring and testing equipment
41112601 | Manual swab test kits
41112601 | Manual swab test kits
41112602 | Automated swab test kits
41112602 | Automated swab test kits
41112700 | Seed and feed equipment
41112701 | Grain analyzers
41112701 | Grain analyzers
41112702 | Seed counters
41112702 | Seed counters
41112704 | Feed analyzers
41112704 | Feed analyzers
41112800 | Transportation related equipment and instruments
41112801 | Speedometers
41112801 | Speedometers
41112802 | Tachometers
41112802 | Tachometers
41112803 | Tachometer disks
41112803 | Tachometer disks
41112804 | Rail abrasion measuring equipment
41112804 | Rail abrasion measuring equipment
41112805 | Rail downthrow measuring instrument
41112805 | Rail downthrow measuring instrument
41112806 | Rail joint gap measuring instrument
41112806 | Rail joint gap measuring instrument
41112807 | Rail sleeper holding force measuring instrument
41112807 | Rail sleeper holding force measuring instrument
41112808 | Electric rail car tester
41112808 | Electric rail car tester
41112809 | Taximeter tester
41112809 | Taximeter tester
41112900 | Navigational equipment and instruments
41112901 | Direction finding compasses
41112901 | Direction finding compasses
41112902 | Radio navigation instruments
41112902 | Radio navigation instruments
41112903 | Sextants
41112903 | Sextants
41112904 | Complex controlling devices
41112904 | Complex controlling devices
41112905 | Infrared beacon
41112905 | Infrared beacon
41112906 | Radio beacon
41112906 | Radio beacon
41112907 | Radio buoy
41112907 | Radio buoy
41112908 | Echo sounder
41112908 | Echo sounder
41113000 | Chemical evaluation instruments and supplies
41113001 | Digital Analyzer controllers
41113001 | Digital Analyzer controllers
41113002 | Chemiluminescence or bioluminescence analyzers
41113002 | Chemiluminescence or bioluminescence analyzers
41113003 | Electrogravimetry analyzers
41113003 | Electrogravimetry analyzers
41113004 | Flame ionization analyzers
41113004 | Flame ionization analyzers
41113005 | Ion analyzers
41113005 | Ion analyzers
41113006 | Radiometry analyzers
41113006 | Radiometry analyzers
41113007 | Random access analyzers
41113007 | Random access analyzers
41113008 | Cintigraphic analyzers
41113008 | Cintigraphic analyzers
41113009 | Thermal differential analyzers
41113009 | Thermal differential analyzers
41113010 | Thermo gravimetry analyzers
41113010 | Thermo gravimetry analyzers
41113023 | Gel partition equipment
41113023 | Gel partition equipment
41113024 | Hydrometers
41113024 | Hydrometers
41113025 | Monochromators
41113025 | Monochromators
41113026 | Nephelometers
41113026 | Nephelometers
41113027 | Osmometers
41113027 | Osmometers
41113029 | Polarographs
41113029 | Polarographs
41113030 | Radiochromatographic scanner
41113030 | Radiochromatographic scanner
41113031 | Saccharometers
41113031 | Saccharometers
41113033 | Volumeters
41113033 | Volumeters
41113034 | pH test strips or papers
41113034 | pH test strips or papers
41113035 | Chemical test strips or papers
41113035 | Chemical test strips or papers
41113036 | Microplates
41113036 | Microplates
41113037 | Microplate readers
41113037 | Microplate readers
41113038 | Alcoholometer
41113038 | Alcoholometer
41113039 | Osmometer accessories
41113039 | Osmometer accessories
41113040 | Colony counter
41113040 | Colony counter
41113041 | Elemental analyzer
41113041 | Elemental analyzer
41113042 | Milk analyzer
41113042 | Milk analyzer
41113043 | Dietary fiber determination system
41113043 | Dietary fiber determination system
41113044 | Alcohol hydrometer
41113044 | Alcohol hydrometer
41113045 | Oil film tester
41113045 | Oil film tester
41113046 | Adhesion tester
41113046 | Adhesion tester
41113047 | Oil foaming characteristics tester
41113047 | Oil foaming characteristics tester
41113048 | Color fastness tester
41113048 | Color fastness tester
41113049 | Combustion analyzer
41113049 | Combustion analyzer
41113050 | Arsenic detector
41113050 | Arsenic detector
41113051 | Oxidation reduction tester
41113051 | Oxidation reduction tester
41113052 | Chalking tester
41113052 | Chalking tester
41113053 | Rust prevention tester
41113053 | Rust prevention tester
41113054 | Demulsibility tester
41113054 | Demulsibility tester
41113055 | Fuel gum tester
41113055 | Fuel gum tester
41113056 | Flame experiment wire
41113056 | Flame experiment wire
41113057 | Sludge densitometer
41113057 | Sludge densitometer
41113100 | Gas analyzers and monitors
41113101 | Automotive exhaust emission analyzers
41113101 | Automotive exhaust emission analyzers
41113102 | Catalytic combustion analyzers
41113102 | Catalytic combustion analyzers
41113103 | Chemical absorption gas analyzers
41113103 | Chemical absorption gas analyzers
41113104 | Explosimeters
41113104 | Explosimeters
41113105 | Hydrocarbons analyzers or detectors
41113105 | Hydrocarbons analyzers or detectors
41113106 | Infra red or ultra violet absorption analyzers
41113106 | Infra red or ultra violet absorption analyzers
41113107 | Nitrogen gas analyzers
41113107 | Nitrogen gas analyzers
41113108 | Nitrogen oxide analyzers
41113108 | Nitrogen oxide analyzers
41113109 | ORSAT equipment
41113109 | ORSAT equipment
41113110 | Oxygen gas analyzers
41113110 | Oxygen gas analyzers
41113111 | Ozone analyzers
41113111 | Ozone analyzers
41113112 | Paramagnetic susceptibility analyzers
41113112 | Paramagnetic susceptibility analyzers
41113113 | Sulfur dioxide analyzers or detectors
41113113 | Sulfur dioxide analyzers or detectors
41113114 | Thermal conductivity analyzers
41113114 | Thermal conductivity analyzers
41113115 | Radon detectors
41113115 | Radon detectors
41113116 | Gas detector tubes
41113116 | Gas detector tubes
41113117 | Single gas monitors
41113117 | Single gas monitors
41113118 | Multi gas monitors
41113118 | Multi gas monitors
41113119 | Dissolved carbon dioxide analyzers
41113119 | Dissolved carbon dioxide analyzers
41113120 | Carbon monoxide analyzer
41113120 | Carbon monoxide analyzer
41113121 | Vehicle vapor gas analyzing system
41113121 | Vehicle vapor gas analyzing system
41113122 | Olfactometer
41113122 | Olfactometer
41113123 | Smoke tester
41113123 | Smoke tester
41113124 | Respirometer
41113124 | Respirometer
41113300 | Liquid and solid and elemental analyzers
41113301 | Acid or base analyzers
41113301 | Acid or base analyzers
41113302 | Albuminometers
41113302 | Albuminometers
41113304 | Bauxite analyzers
41113304 | Bauxite analyzers
41113305 | Calcium analyzers
41113305 | Calcium analyzers
41113306 | Chloride analyzers
41113306 | Chloride analyzers
41113308 | Electrolyte analyzers
41113308 | Electrolyte analyzers
41113309 | Enzyme analyzers
41113309 | Enzyme analyzers
41113310 | Fatty acid analyzers
41113310 | Fatty acid analyzers
41113311 | Halide detector lamp
41113311 | Halide detector lamp
41113312 | Lactate analyzers
41113312 | Lactate analyzers
41113313 | Mineral oil testing instruments
41113313 | Mineral oil testing instruments
41113314 | Oil content monitors analyzers
41113314 | Oil content monitors analyzers
41113315 | Organic carbon analyzers
41113315 | Organic carbon analyzers
41113316 | Petroleum testing equipment
41113316 | Petroleum testing equipment
41113318 | Uranium analyzers
41113318 | Uranium analyzers
41113319 | Water analyzers
41113319 | Water analyzers
41113320 | Lubricating oil testing kit
41113320 | Lubricating oil testing kit
41113321 | Paint tester
41113321 | Paint tester
41113322 | Nitrogen or nitrate or nitrite analyzer
41113322 | Nitrogen or nitrate or nitrite analyzer
41113323 | Sugar analyzers
41113323 | Sugar analyzers
41113324 | Paint concealment force tester
41113324 | Paint concealment force tester
41113325 | Washability tester
41113325 | Washability tester
41113326 | Paint grain measuring instrument
41113326 | Paint grain measuring instrument
41113327 | Film applicator
41113327 | Film applicator
41113328 | Mercury analyzer
41113328 | Mercury analyzer
41113329 | Suspended solids SS tester
41113329 | Suspended solids SS tester
41113330 | Sludge thickness measuring instrument
41113330 | Sludge thickness measuring instrument
41113331 | Freezing and thawing tester
41113331 | Freezing and thawing tester
41113332 | Liquid ration analyzer
41113332 | Liquid ration analyzer
41113333 | Zeta potential analyzer
41113333 | Zeta potential analyzer
41113334 | Paint coating test equipment
41113334 | Paint coating test equipment
41113335 | Dissolved compounds multiple component analyzer
41113335 | Dissolved compounds multiple component analyzer
41113336 | Steam emulsion number tester
41113336 | Steam emulsion number tester
41113337 | Dispersion or grain size tester
41113337 | Dispersion or grain size tester
41113338 | Biochemical oxygen demand BOD meter
41113338 | Biochemical oxygen demand BOD meter
41113339 | Chemical oxygen demand COD meter
41113339 | Chemical oxygen demand COD meter
41113400 | Nuclear evaluation instruments
41113401 | Alpha counters
41113401 | Alpha counters
41113402 | Alpha beta counters
41113402 | Alpha beta counters
41113403 | Beta counters
41113403 | Beta counters
41113404 | Beta gamma counters
41113404 | Beta gamma counters
41113405 | Gamma counters
41113405 | Gamma counters
41113406 | KVP meters
41113406 | KVP meters
41113407 | X ray microanalysers
41113407 | X ray microanalysers
41113600 | Electrical measuring and testing equipment and accessories
41113601 | Ammeters
41113601 | Ammeters
41113602 | Phasemeters
41113602 | Phasemeters
41113603 | Laboratory bridges
41113603 | Laboratory bridges
41113604 | Capacitance meters
41113604 | Capacitance meters
41113605 | Thermoanalysis derivatographs
41113605 | Thermoanalysis derivatographs
41113606 | Freeze watch indicators
41113606 | Freeze watch indicators
41113607 | Heat stress monitors
41113607 | Heat stress monitors
41113608 | Coincidence or anticoincidence counters
41113608 | Coincidence or anticoincidence counters
41113611 | Cross talk meters
41113611 | Cross talk meters
41113612 | Earth resistance testers
41113612 | Earth resistance testers
41113613 | Electrical value recorders
41113613 | Electrical value recorders
41113614 | Electromagnetic field meters
41113614 | Electromagnetic field meters
41113615 | Electrometers
41113615 | Electrometers
41113616 | Electronic loads
41113616 | Electronic loads
41113617 | Field strength measuring equipment
41113617 | Field strength measuring equipment
41113618 | Gain measuring instruments
41113618 | Gain measuring instruments
41113619 | Galvanometers
41113619 | Galvanometers
41113620 | High voltage cable detection
41113620 | High voltage cable detection
41113621 | Impedance meters
41113621 | Impedance meters
41113622 | Calibrated inductance coils or boxes
41113622 | Calibrated inductance coils or boxes
41113623 | Insulation resistance meters
41113623 | Insulation resistance meters
41113624 | Insulation testers
41113624 | Insulation testers
41113625 | Ionization chambers
41113625 | Ionization chambers
41113626 | Ionmeters
41113626 | Ionmeters
41113627 | Line earth loop testers
41113627 | Line earth loop testers
41113628 | Megohmmeters
41113628 | Megohmmeters
41113629 | Microwave leakage meters
41113629 | Microwave leakage meters
41113630 | Multimeters
41113630 | Multimeters
41113631 | Ohmmeters
41113631 | Ohmmeters
41113632 | Oscillographs
41113632 | Oscillographs
41113633 | Potentiometers
41113633 | Potentiometers
41113634 | Q Meters
41113634 | Q Meters
41113635 | Calibrated resistance measuring equipment
41113635 | Calibrated resistance measuring equipment
41113636 | Level generators
41113636 | Level generators
41113637 | Voltage or current meters
41113637 | Voltage or current meters
41113638 | Oscilloscopes
41113638 | Oscilloscopes
41113639 | Accelerometers
41113639 | Accelerometers
41113640 | Wattmeters
41113640 | Wattmeters
41113641 | GFI circuit testers
41113641 | GFI circuit testers
41113642 | Circuit tester
41113642 | Circuit tester
41113643 | Demand meters or registers
41113643 | Demand meters or registers
41113644 | Circuit tracers
41113644 | Circuit tracers
41113645 | Earth leakage devices
41113645 | Earth leakage devices
41113646 | Temperature calibrator or simulator
41113646 | Temperature calibrator or simulator
41113647 | Frequency calibrator or simulator
41113647 | Frequency calibrator or simulator
41113649 | Psophometer
41113649 | Psophometer
41113650 | Functional tester
41113650 | Functional tester
41113651 | Ring out board
41113651 | Ring out board
41113652 | Wire assembly board
41113652 | Wire assembly board
41113653 | In circuit tester ICT
41113653 | In circuit tester ICT
41113654 | Current loop meter
41113654 | Current loop meter
41113655 | Generator test set
41113655 | Generator test set
41113656 | Servo system tester
41113656 | Servo system tester
41113657 | Circuit breaker tester
41113657 | Circuit breaker tester
41113658 | Switch durability tester
41113658 | Switch durability tester
41113659 | Var meter
41113659 | Var meter
41113660 | Oscillator tester
41113660 | Oscillator tester
41113661 | Voltage regulator tester
41113661 | Voltage regulator tester
41113662 | Cavity resonator
41113662 | Cavity resonator
41113663 | Transformer tester
41113663 | Transformer tester
41113664 | Phase sequence indicator
41113664 | Phase sequence indicator
41113665 | Contact resistance tester
41113665 | Contact resistance tester
41113666 | Arrester tester
41113666 | Arrester tester
41113667 | Watt hour meter test equipment
41113667 | Watt hour meter test equipment
41113668 | Capacitor tester
41113668 | Capacitor tester
41113669 | Line voltage detector
41113669 | Line voltage detector
41113670 | Resister test equipment
41113670 | Resister test equipment
41113671 | Current divider
41113671 | Current divider
41113672 | Relay tester
41113672 | Relay tester
41113673 | Panel and switchboard meter
41113673 | Panel and switchboard meter
41113674 | Blasting machine tester
41113674 | Blasting machine tester
41113675 | Frequency control test equipment
41113675 | Frequency control test equipment
41113676 | Low voltage tester
41113676 | Low voltage tester
41113677 | Withstand voltage tester
41113677 | Withstand voltage tester
41113678 | Clamp tester
41113678 | Clamp tester
41113679 | Current transformer and potential transformer test equipment
41113679 | Current transformer and potential transformer test equipment
41113680 | Power factor meter
41113680 | Power factor meter
41113681 | Combi tester
41113681 | Combi tester
41113682 | Electric power tester
41113682 | Electric power tester
41113683 | Lamp tester
41113683 | Lamp tester
41113684 | Voltage and current meter calibrator
41113684 | Voltage and current meter calibrator
41113685 | Static electricity measuring equipment
41113685 | Static electricity measuring equipment
41113686 | Pulse meter
41113686 | Pulse meter
41113687 | Brake testing machine
41113687 | Brake testing machine
41113688 | Converter testing equipment
41113688 | Converter testing equipment
41113689 | Controller testing equipment
41113689 | Controller testing equipment
41113700 | Electronic and communication measuring and testing instruments
41113701 | Cathode ray tube tester
41113701 | Cathode ray tube tester
41113702 | Comparators
41113702 | Comparators
41113703 | Directional coupler
41113703 | Directional coupler
41113704 | Integrated circuit testers
41113704 | Integrated circuit testers
41113705 | Logic state testers
41113705 | Logic state testers
41113706 | Semiconductor testers
41113706 | Semiconductor testers
41113707 | Transistor circuit testers
41113707 | Transistor circuit testers
41113708 | Power meters
41113708 | Power meters
41113709 | Modulation meters
41113709 | Modulation meters
41113710 | Level meter
41113710 | Level meter
41113711 | Network analyzers
41113711 | Network analyzers
41113712 | Tape testers
41113712 | Tape testers
41113713 | Tapespeed testers
41113713 | Tapespeed testers
41113714 | Differentiator
41113714 | Differentiator
41113715 | Integrated services digital network ISDN testers
41113715 | Integrated services digital network ISDN testers
41113716 | Fiber optic fault locators
41113716 | Fiber optic fault locators
41113717 | Fiber optic test sources
41113717 | Fiber optic test sources
41113718 | Protocol analyzers
41113718 | Protocol analyzers
41113719 | Optical loss tester
41113719 | Optical loss tester
41113720 | Traffic intensity testing equipment
41113720 | Traffic intensity testing equipment
41113721 | Video signal measuring instrument
41113721 | Video signal measuring instrument
41113722 | Electromagnetic interference EMI tester
41113722 | Electromagnetic interference EMI tester
41113723 | Radio equipment tester
41113723 | Radio equipment tester
41113724 | Telephone test set
41113724 | Telephone test set
41113725 | Optical power meter
41113725 | Optical power meter
41113726 | Heat resistance tester
41113726 | Heat resistance tester
41113727 | Distortion meter
41113727 | Distortion meter
41113728 | Electromagnetic shield environmental chamber
41113728 | Electromagnetic shield environmental chamber
41113729 | Amplifier output meter
41113729 | Amplifier output meter
41113730 | Television tester
41113730 | Television tester
41113731 | Crystal tester
41113731 | Crystal tester
41113732 | Amplifier tester
41113732 | Amplifier tester
41113733 | Antenna tester
41113733 | Antenna tester
41113734 | Frequency deviation meter
41113734 | Frequency deviation meter
41113735 | Microwave equipment tester
41113735 | Microwave equipment tester
41113736 | Electronic and communication refractometer
41113736 | Electronic and communication refractometer
41113737 | Noise meter
41113737 | Noise meter
41113738 | Communication line overhaul tester
41113738 | Communication line overhaul tester
41113739 | Electromagnetic susceptibility tester
41113739 | Electromagnetic susceptibility tester
41113740 | Voice data video cable tester
41113740 | Voice data video cable tester
41113800 | Geophysical and geotechnical instruments
41113801 | Geological compasses
41113801 | Geological compasses
41113802 | Geological prospecting apparatus
41113802 | Geological prospecting apparatus
41113803 | Electromagnetic geophysical instruments
41113803 | Electromagnetic geophysical instruments
41113804 | Gravity geophysical instruments
41113804 | Gravity geophysical instruments
41113805 | Induced polarization IP geophysical instruments
41113805 | Induced polarization IP geophysical instruments
41113806 | Magnetometer geophysical instruments
41113806 | Magnetometer geophysical instruments
41113807 | Resistivity geophysical instruments
41113807 | Resistivity geophysical instruments
41113808 | Gravimeters
41113808 | Gravimeters
41113809 | Ground penetrating radar
41113809 | Ground penetrating radar
41113810 | Hydrothermal testing equipment
41113810 | Hydrothermal testing equipment
41113811 | Solid bearing tester
41113811 | Solid bearing tester
41113812 | Ground friction tester
41113812 | Ground friction tester
41113813 | Standard aggregate
41113813 | Standard aggregate
41113814 | Soil plastic limit tester
41113814 | Soil plastic limit tester
41113815 | Soil shrinkage limit tester
41113815 | Soil shrinkage limit tester
41113816 | Consolidation tester
41113816 | Consolidation tester
41113817 | Soil liquid limit tester
41113817 | Soil liquid limit tester
41113818 | Plate bearing tester
41113818 | Plate bearing tester
41113819 | Soil analyzer
41113819 | Soil analyzer
41113820 | Aggregate specific gravity tester
41113820 | Aggregate specific gravity tester
41113821 | Soil penetration tester
41113821 | Soil penetration tester
41113822 | California bearing ratio tester
41113822 | California bearing ratio tester
41113823 | Specimen expansion tester
41113823 | Specimen expansion tester
41113824 | Soil head permeability tester
41113824 | Soil head permeability tester
41113825 | Soil aggregate analyzer
41113825 | Soil aggregate analyzer
41113826 | Soil texture analyzer
41113826 | Soil texture analyzer
41113827 | Soil unconfined compression apparatus
41113827 | Soil unconfined compression apparatus
41113828 | Sand density cone apparatus
41113828 | Sand density cone apparatus
41113829 | Underwater soil picking equipment
41113829 | Underwater soil picking equipment
41113830 | Aggregate unit weight measuring instrument
41113830 | Aggregate unit weight measuring instrument
41113831 | Facing sand water measuring instrument
41113831 | Facing sand water measuring instrument
41113900 | Soil measuring equipment
41113901 | Bore measuring instruments
41113901 | Bore measuring instruments
41113902 | Dissolution or disintegration testers
41113902 | Dissolution or disintegration testers
41113903 | Particle size measuring apparatus
41113903 | Particle size measuring apparatus
41113904 | Penetrometers
41113904 | Penetrometers
41113905 | Permeability testing apparatus
41113905 | Permeability testing apparatus
41113906 | Permeability or porosity estimation apparatus
41113906 | Permeability or porosity estimation apparatus
41113907 | Porosimeters
41113907 | Porosimeters
41113908 | Sand testing apparatus
41113908 | Sand testing apparatus
41113909 | Soil core sampling apparatus
41113909 | Soil core sampling apparatus
41113910 | Soil testing kits
41113910 | Soil testing kits
41114000 | Rock and strata measuring equipment
41114001 | Clinometers
41114001 | Clinometers
41114100 | Seismological instruments
41114102 | Earthquake simulators
41114102 | Earthquake simulators
41114103 | Seismic alarm modules
41114103 | Seismic alarm modules
41114104 | Seismic amplifiers
41114104 | Seismic amplifiers
41114105 | Portable seismic apparatus
41114105 | Portable seismic apparatus
41114106 | Seismic recorders or seismographs
41114106 | Seismic recorders or seismographs
41114107 | Seismometers
41114107 | Seismometers
41114108 | Vibrometers
41114108 | Vibrometers
41114200 | Land surveying instruments
41114201 | Measuring tapes
41114201 | Measuring tapes
41114202 | Measuring rods
41114202 | Measuring rods
41114203 | Measuring tables
41114203 | Measuring tables
41114204 | Theodolites
41114204 | Theodolites
41114205 | Location stake
41114205 | Location stake
41114206 | Location hub
41114206 | Location hub
41114207 | Total station
41114207 | Total station
41114208 | Longimetry instrument
41114208 | Longimetry instrument
41114209 | Tachymeter or tacheometer
41114209 | Tachymeter or tacheometer
41114210 | Optical level
41114210 | Optical level
41114211 | Altimeter
41114211 | Altimeter
41114212 | Mirror stereoscope
41114212 | Mirror stereoscope
41114213 | Coordinate comparator
41114213 | Coordinate comparator
41114214 | Survey template
41114214 | Survey template
41114215 | Dendrometer
41114215 | Dendrometer
41114216 | Alidade
41114216 | Alidade
41114217 | Lead line
41114217 | Lead line
41114218 | Planimeter
41114218 | Planimeter
41114219 | Plumbing arm
41114219 | Plumbing arm
41114220 | Transit
41114220 | Transit
41114221 | Optical square
41114221 | Optical square
41114300 | Hydrological instruments
41114301 | Open stream current meters
41114301 | Open stream current meters
41114302 | Logging instruments for water wells
41114302 | Logging instruments for water wells
41114303 | Open stream water level recorders
41114303 | Open stream water level recorders
41114400 | Meteorological instruments
41114401 | Anemometers
41114401 | Anemometers
41114402 | Barometers
41114402 | Barometers
41114403 | Precipitation or evaporation recorders
41114403 | Precipitation or evaporation recorders
41114404 | Radiosonde apparatus
41114404 | Radiosonde apparatus
41114405 | Rainfall recorders
41114405 | Rainfall recorders
41114406 | Precipitation or evaporation surface observing apparatus
41114406 | Precipitation or evaporation surface observing apparatus
41114407 | Solar radiation surface observing apparatus
41114407 | Solar radiation surface observing apparatus
41114408 | Temperature or humidity surface observing apparatus
41114408 | Temperature or humidity surface observing apparatus
41114409 | Wind surface observing apparatus
41114409 | Wind surface observing apparatus
41114410 | Weather stations
41114410 | Weather stations
41114411 | Meteorology instrument accessories
41114411 | Meteorology instrument accessories
41114412 | Radio acoustic sounding system
41114412 | Radio acoustic sounding system
41114413 | Ceilometer
41114413 | Ceilometer
41114414 | Meteorological satellite receiving equipment
41114414 | Meteorological satellite receiving equipment
41114415 | Lightning analysis system
41114415 | Lightning analysis system
41114416 | Weather chart recorder or scanner
41114416 | Weather chart recorder or scanner
41114417 | Meteorological buoy robot
41114417 | Meteorological buoy robot
41114418 | Meteorological satellite data receiving and analyzing system
41114418 | Meteorological satellite data receiving and analyzing system
41114419 | Low level wind shear alert system
41114419 | Low level wind shear alert system
41114420 | Barometer calibrator
41114420 | Barometer calibrator
41114421 | Hygrometer calibrator
41114421 | Hygrometer calibrator
41114422 | Rain gauge calibrator
41114422 | Rain gauge calibrator
41114423 | Automatic weather system calibrator
41114423 | Automatic weather system calibrator
41114424 | Anenometer calibrator
41114424 | Anenometer calibrator
41114425 | Actinometer calibrator
41114425 | Actinometer calibrator
41114426 | Baroswitch
41114426 | Baroswitch
41114427 | Wind vane
41114427 | Wind vane
41114500 | Mechanical instruments
41114501 | Dynamometers
41114501 | Dynamometers
41114502 | Elastometers
41114502 | Elastometers
41114503 | Extensometers
41114503 | Extensometers
41114504 | Pitch measuring instruments
41114504 | Pitch measuring instruments
41114505 | Roundness testing instruments
41114505 | Roundness testing instruments
41114506 | Spherometers
41114506 | Spherometers
41114507 | Spring testing machines
41114507 | Spring testing machines
41114508 | Surface testers
41114508 | Surface testers
41114509 | Tensiometers
41114509 | Tensiometers
41114510 | Torque limiter
41114510 | Torque limiter
41114511 | Softness tester
41114511 | Softness tester
41114512 | High speed rotational balance tester
41114512 | High speed rotational balance tester
41114513 | Eccentricity measuring instrument
41114513 | Eccentricity measuring instrument
41114514 | Twist vibration measuring instrument
41114514 | Twist vibration measuring instrument
41114515 | Centrifugal force tester
41114515 | Centrifugal force tester
41114516 | Cutting force measuring instrument
41114516 | Cutting force measuring instrument
41114517 | Hydraulic bulge tester
41114517 | Hydraulic bulge tester
41114518 | Zipper endurance tester
41114518 | Zipper endurance tester
41114519 | Tug and trolley system
41114519 | Tug and trolley system
41114520 | Drop tester
41114520 | Drop tester
41114521 | Air compressor tester
41114521 | Air compressor tester
41114522 | Gear tester
41114522 | Gear tester
41114523 | Test bar
41114523 | Test bar
41114524 | Hydraulic tester
41114524 | Hydraulic tester
41114525 | Oil filter tester
41114525 | Oil filter tester
41114526 | Air cleaner tester
41114526 | Air cleaner tester
41114527 | Belt tester
41114527 | Belt tester
41114528 | Planer motion mechanism measuring instrument
41114528 | Planer motion mechanism measuring instrument
41114529 | Tire running tester
41114529 | Tire running tester
41114530 | Bonding stress tester
41114530 | Bonding stress tester
41114600 | Metals and metallurgy and structural materials testing instruments
41114601 | Abrasion testers
41114601 | Abrasion testers
41114602 | Compression testers
41114602 | Compression testers
41114603 | Concrete or cement testing instruments
41114603 | Concrete or cement testing instruments
41114604 | Corrosion testers
41114604 | Corrosion testers
41114605 | Crack or corrosion detectors
41114605 | Crack or corrosion detectors
41114606 | Creep testers
41114606 | Creep testers
41114607 | Ductility testing machines
41114607 | Ductility testing machines
41114608 | Fatigue testers
41114608 | Fatigue testers
41114609 | Forging testing apparatus
41114609 | Forging testing apparatus
41114610 | Foundry testing apparatus
41114610 | Foundry testing apparatus
41114611 | Hardness testers
41114611 | Hardness testers
41114612 | Impact testers
41114612 | Impact testers
41114613 | Load frame
41114613 | Load frame
41114614 | Metal testing instruments
41114614 | Metal testing instruments
41114615 | Photoelastic testing instruments
41114615 | Photoelastic testing instruments
41114616 | Proofstress indicators
41114616 | Proofstress indicators
41114617 | Relaxation testers
41114617 | Relaxation testers
41114618 | Roughness measuring instruments
41114618 | Roughness measuring instruments
41114619 | Shear strength testers
41114619 | Shear strength testers
41114620 | Shock testing apparatus
41114620 | Shock testing apparatus
41114621 | Tension testers
41114621 | Tension testers
41114622 | Torsion testers
41114622 | Torsion testers
41114623 | Flexure or transverse testing machines
41114623 | Flexure or transverse testing machines
41114624 | Vibration testers
41114624 | Vibration testers
41114625 | Wear testers
41114625 | Wear testers
41114626 | Welding testing apparatus
41114626 | Welding testing apparatus
41114627 | Proving ring
41114627 | Proving ring
41114628 | Plasticity tester
41114628 | Plasticity tester
41114629 | Heat distortion tester
41114629 | Heat distortion tester
41114630 | Thermal shock tester
41114630 | Thermal shock tester
41114631 | Stress tester
41114631 | Stress tester
41114632 | Tensile strength tester
41114632 | Tensile strength tester
41114633 | Thermal expansion tester
41114633 | Thermal expansion tester
41114634 | Erichsen tester
41114634 | Erichsen tester
41114635 | Jewel appraising tester
41114635 | Jewel appraising tester
41114636 | Polymer molding condition measuring instrument
41114636 | Polymer molding condition measuring instrument
41114637 | Beam test apparatus
41114637 | Beam test apparatus
41114638 | Load tester
41114638 | Load tester
41114639 | Cement flow tester
41114639 | Cement flow tester
41114640 | Road plane measuring equipment
41114640 | Road plane measuring equipment
41114641 | Laboratory cement curing equipment
41114641 | Laboratory cement curing equipment
41114642 | Pinhole detector
41114642 | Pinhole detector
41114643 | Cement soundness tester
41114643 | Cement soundness tester
41114644 | Concrete air measuring instrument
41114644 | Concrete air measuring instrument
41114645 | Mortar length tester
41114645 | Mortar length tester
41114646 | Vicat needle tester
41114646 | Vicat needle tester
41114647 | Slump tester
41114647 | Slump tester
41114648 | Concrete or cement vibration tester
41114648 | Concrete or cement vibration tester
41114649 | Mortar permeability tester
41114649 | Mortar permeability tester
41114650 | Concrete cylinder mold
41114650 | Concrete cylinder mold
41114700 | Paper and wood and textile testing instruments
41114701 | Cardboard testing instruments
41114701 | Cardboard testing instruments
41114702 | Textiles fastness testers
41114702 | Textiles fastness testers
41114703 | Leather testing instruments
41114703 | Leather testing instruments
41114704 | Paper testing instruments
41114704 | Paper testing instruments
41114705 | Textile testing instruments
41114705 | Textile testing instruments
41114706 | Wood testing instruments
41114706 | Wood testing instruments
41114707 | Textile or paper strength tester
41114707 | Textile or paper strength tester
41114708 | Water vapor permeability tester
41114708 | Water vapor permeability tester
41114709 | Yarn testing instrument
41114709 | Yarn testing instrument
41114710 | Thermal transmittance tester
41114710 | Thermal transmittance tester
41114711 | Textile drape tester
41114711 | Textile drape tester
41114712 | Textile water repellency tester
41114712 | Textile water repellency tester
41114713 | Textile crease recovery tester
41114713 | Textile crease recovery tester
41114714 | Textile maturity tester
41114714 | Textile maturity tester
41114715 | Textile or paper air permeability tester
41114715 | Textile or paper air permeability tester
41114716 | Textile shrinkage tester
41114716 | Textile shrinkage tester
41114717 | Textile baking tester
41114717 | Textile baking tester
41114718 | Textile pilling degree tester
41114718 | Textile pilling degree tester
41114719 | Paper sheet testing machine
41114719 | Paper sheet testing machine
41114720 | Paper and cloth water absoption tester
41114720 | Paper and cloth water absoption tester
41114721 | Fiber length tester
41114721 | Fiber length tester
41114722 | Tearing strength tester
41114722 | Tearing strength tester
41114723 | Bursting strength tester
41114723 | Bursting strength tester
41114800 | Ceramics and glass testing instruments
41114801 | Ceramics testing instruments
41114801 | Ceramics testing instruments
41114802 | Glass testing instruments
41114802 | Glass testing instruments
41114803 | Pottery testing instruments
41114803 | Pottery testing instruments
41115100 | Coal and ore testing instruments
41115101 | Coal testing instruments
41115101 | Coal testing instruments
41115102 | Goniometer
41115102 | Goniometer
41115200 | Radar and sonar systems and components
41115201 | Radarbased surveillance systems
41115201 | Radarbased surveillance systems
41115202 | Feed horns
41115202 | Feed horns
41115203 | Meteorology radar
41115203 | Meteorology radar
41115300 | Light and wave generating and measuring equipment
41115301 | Light absorption meters
41115301 | Light absorption meters
41115302 | Anechoic chambers
41115302 | Anechoic chambers
41115303 | Frequency analyzers
41115303 | Frequency analyzers
41115304 | Frequency counters or timer or dividers
41115304 | Frequency counters or timer or dividers
41115305 | Electrical frequency meters
41115305 | Electrical frequency meters
41115306 | Interferometers
41115306 | Interferometers
41115307 | Lasers
41115307 | Lasers
41115308 | Lightmeters
41115308 | Lightmeters
41115309 | Luxmeters
41115309 | Luxmeters
41115310 | Optical calibration sets
41115310 | Optical calibration sets
41115311 | Photometers
41115311 | Photometers
41115312 | Bench refractometers or polarimeters
41115312 | Bench refractometers or polarimeters
41115313 | Handheld refractometers or polarimeters
41115313 | Handheld refractometers or polarimeters
41115314 | Polarimeters
41115314 | Polarimeters
41115315 | Polariscopes
41115315 | Polariscopes
41115316 | Reflectometers
41115316 | Reflectometers
41115317 | Stroboscopes
41115317 | Stroboscopes
41115318 | Colorimeters
41115318 | Colorimeters
41115319 | Tube or plate readers
41115319 | Tube or plate readers
41115320 | Signal generators
41115320 | Signal generators
41115321 | Infrared imagers
41115321 | Infrared imagers
41115322 | Laser beam analyzers
41115322 | Laser beam analyzers
41115323 | Function generator
41115323 | Function generator
41115324 | Ultraviolet sensor
41115324 | Ultraviolet sensor
41115325 | Thermal imager
41115325 | Thermal imager
41115326 | Optic collimator
41115326 | Optic collimator
41115327 | Photoelectric measuring equipment
41115327 | Photoelectric measuring equipment
41115328 | Wave form synthesizer
41115328 | Wave form synthesizer
41115329 | Radiowave propagation measuring equipment
41115329 | Radiowave propagation measuring equipment
41115330 | Haze meter
41115330 | Haze meter
41115331 | Glossiness measuring instrument
41115331 | Glossiness measuring instrument
41115332 | Optical wavelength meter
41115332 | Optical wavelength meter
41115333 | Photon measurement instrument
41115333 | Photon measurement instrument
41115334 | Whiteness tester
41115334 | Whiteness tester
41115335 | Vectorscope
41115335 | Vectorscope
41115336 | Laboratory ultraviolet ray lamp
41115336 | Laboratory ultraviolet ray lamp
41115337 | Wave measuring instrument
41115337 | Wave measuring instrument
41115338 | Illuminance meter
41115338 | Illuminance meter
41115339 | Ellipsometer
41115339 | Ellipsometer
41115340 | Photometer accessories
41115340 | Photometer accessories
41115400 | Spectroscopic equipment
41115401 | Spectrofluorimeters or fluorimeters
41115401 | Spectrofluorimeters or fluorimeters
41115402 | Spectrographs
41115402 | Spectrographs
41115403 | Spectrometers
41115403 | Spectrometers
41115404 | Mass spectrometers
41115404 | Mass spectrometers
41115405 | Proton spectrometers
41115405 | Proton spectrometers
41115406 | Spectrophotometers
41115406 | Spectrophotometers
41115407 | Atomic absorption AA spectrometers
41115407 | Atomic absorption AA spectrometers
41115408 | Infrared spectrometers
41115408 | Infrared spectrometers
41115409 | Nuclear magnetic resonance NMR spectrometers
41115409 | Nuclear magnetic resonance NMR spectrometers
41115411 | Inductively coupled plasma ICP spectrometers
41115411 | Inductively coupled plasma ICP spectrometers
41115412 | Spectrobolometer
41115412 | Spectrobolometer
41115413 | Flow cytometer
41115413 | Flow cytometer
41115414 | Radio ray spectroscopy system
41115414 | Radio ray spectroscopy system
41115415 | Electron spectroscopy system for chemical analysis
41115415 | Electron spectroscopy system for chemical analysis
41115416 | Electron spin resonance spectrometer
41115416 | Electron spin resonance spectrometer
41115417 | Atomic absorption AA spectrometer accessories
41115417 | Atomic absorption AA spectrometer accessories
41115418 | Spectrophotometer accessories
41115418 | Spectrophotometer accessories
41115500 | Sound generating and measuring equipment
41115501 | Sonars
41115501 | Sonars
41115502 | Sonometers
41115502 | Sonometers
41115503 | Sound measuring apparatus or decibel meter
41115503 | Sound measuring apparatus or decibel meter
41115504 | Sound velocity analyzers
41115504 | Sound velocity analyzers
41115505 | Acoustic testing rooms
41115505 | Acoustic testing rooms
41115506 | Noise generator
41115506 | Noise generator
41115507 | Voice analyzer
41115507 | Voice analyzer
41115508 | Sound detector
41115508 | Sound detector
41115509 | Underground pipe and cable detector
41115509 | Underground pipe and cable detector
41115510 | Waterpipe leak detector
41115510 | Waterpipe leak detector
41115511 | Hearing aid tester
41115511 | Hearing aid tester
41115512 | Pinger
41115512 | Pinger
41115513 | Acoustic generator
41115513 | Acoustic generator
41115514 | Sonobuoy
41115514 | Sonobuoy
41115515 | Hydrophone
41115515 | Hydrophone
41115600 | Electrochemical measuring instruments and accessories
41115601 | Karl Fischer titration equipment
41115601 | Karl Fischer titration equipment
41115602 | Titration equipment
41115602 | Titration equipment
41115603 | pH meters
41115603 | pH meters
41115604 | pH electrodes
41115604 | pH electrodes
41115606 | Ion selective electrode ISE meters
41115606 | Ion selective electrode ISE meters
41115607 | Ion selective test strips
41115607 | Ion selective test strips
41115608 | Ion selective electrode
41115608 | Ion selective electrode
41115609 | Conductivity meters
41115609 | Conductivity meters
41115610 | Conductivity cells
41115610 | Conductivity cells
41115611 | Dissolved oxygen meters
41115611 | Dissolved oxygen meters
41115612 | Dissolved oxygen probes
41115612 | Dissolved oxygen probes
41115613 | Salinity meter
41115613 | Salinity meter
41115614 | pH transmitters
41115614 | pH transmitters
41115615 | pH controller
41115615 | pH controller
41115700 | Chromatographic measuring instruments and accessories
41115701 | Chromatographic detectors
41115701 | Chromatographic detectors
41115702 | Chromatographic scanners
41115702 | Chromatographic scanners
41115703 | Gas chromatographs
41115703 | Gas chromatographs
41115704 | Ion chromatographs
41115704 | Ion chromatographs
41115705 | Liquid chromatographs
41115705 | Liquid chromatographs
41115706 | Thinlayer chromatographs
41115706 | Thinlayer chromatographs
41115707 | High pressure liquid chromatograph chromatography
41115707 | High pressure liquid chromatograph chromatography
41115708 | High pressure thin layer chromatograph TLC
41115708 | High pressure thin layer chromatograph TLC
41115709 | High pressure liquid chromatography HPLC columns
41115709 | High pressure liquid chromatography HPLC columns
41115710 | Gas chromatography GC columns
41115710 | Gas chromatography GC columns
41115711 | Liquid chromatography LC columns
41115711 | Liquid chromatography LC columns
41115712 | Solid phase extraction SPE columns
41115712 | Solid phase extraction SPE columns
41115713 | Thin layer chromatography tanks
41115713 | Thin layer chromatography tanks
41115714 | Autosamplers
41115714 | Autosamplers
41115715 | Injectors
41115715 | Injectors
41115716 | Liquid chromatography fittings
41115716 | Liquid chromatography fittings
41115717 | Gas chromatography fittings
41115717 | Gas chromatography fittings
41115718 | Injector septa
41115718 | Injector septa
41115719 | Gas chromatography liners
41115719 | Gas chromatography liners
41115720 | Chromatography tubing
41115720 | Chromatography tubing
41115721 | Fast protein liquid chromatography FPLC system
41115721 | Fast protein liquid chromatography FPLC system
41115722 | Fast protein liquid chromatography FPLC column
41115722 | Fast protein liquid chromatography FPLC column
41115723 | Supercritical fluid chromatograph
41115723 | Supercritical fluid chromatograph
41115724 | Chromatography vial or insert or cap | New
41115725 | Thin layer chromatography plate | New
41115726 | Thin layer chromatography fitting | New
41115727 | Chromatography blotting paper | New
41115728 | Ion chromatography IC column | New
41115729 | Ion chromatography IC guard column | New
41115730 | High pressure liquid chromatography HPLC guard column | New
41115731 | QuEChERS Dispersive SPE | New
41115732 | Liquid chromatograph LC fraction collector | New
41115733 | Ion chromatography IC eluent generator | New
41115800 | Clinical and diagnostic analyzers and accessories and supplies
41115801 | Amino acid analyzers
41115801 | Amino acid analyzers
41115802 | Amino acid analyzer accessories or supplies
41115802 | Amino acid analyzer accessories or supplies
41115803 | Blood bank analyzers
41115803 | Blood bank analyzers
41115804 | Blood bank analyzer accessories or supplies
41115804 | Blood bank analyzer accessories or supplies
41115805 | Blood gas analyzers
41115805 | Blood gas analyzers
41115806 | Blood gas analyzer accessories or supplies
41115806 | Blood gas analyzer accessories or supplies
41115807 | Chemistry analyzers
41115807 | Chemistry analyzers
41115808 | Chemistry analyzer accessories or supplies
41115808 | Chemistry analyzer accessories or supplies
41115809 | Coagulation analyzers
41115809 | Coagulation analyzers
41115810 | Coagulation analyzer accessories or supplies
41115810 | Coagulation analyzer accessories or supplies
41115811 | Deoxyribonucleic sequence analyzers
41115811 | Deoxyribonucleic sequence analyzers
41115812 | Deoxyribonucleic sequence analyzer accessories or supplies
41115812 | Deoxyribonucleic sequence analyzer accessories or supplies
41115813 | Toxicology analyzers
41115813 | Toxicology analyzers
41115814 | Toxicology analyzers accessories or supplies
41115814 | Toxicology analyzers accessories or supplies
41115815 | Hematology analyzers
41115815 | Hematology analyzers
41115816 | Hematology analyzer accessories or supplies
41115816 | Hematology analyzer accessories or supplies
41115817 | Histology analyzers
41115817 | Histology analyzers
41115818 | Histology analyzer accessories or supplies
41115818 | Histology analyzer accessories or supplies
41115819 | Immunology analyzers
41115819 | Immunology analyzers
41115820 | Immunology analyzer accessories or supplies
41115820 | Immunology analyzer accessories or supplies
41115821 | Microbiology analyzers
41115821 | Microbiology analyzers
41115822 | Microbiology analyzer accessories or supplies
41115822 | Microbiology analyzer accessories or supplies
41115823 | Protein analyzers
41115823 | Protein analyzers
41115824 | Protein analyzer accessories or supplies
41115824 | Protein analyzer accessories or supplies
41115825 | Radioisotopic analyzers
41115825 | Radioisotopic analyzers
41115826 | Radioisotopic analyzer accessories or supplies
41115826 | Radioisotopic analyzer accessories or supplies
41115827 | Urinalysis analyzers
41115827 | Urinalysis analyzers
41115828 | Urinalysis analyzer accessories or supplies
41115828 | Urinalysis analyzer accessories or supplies
41115829 | Meat or dairy product analyzers
41115829 | Meat or dairy product analyzers
41115830 | Glucose analyzers
41115830 | Glucose analyzers
41115831 | Stacker or magazine for microplate handling
41115831 | Stacker or magazine for microplate handling
41115832 | Antibiotic detection equipment
41115832 | Antibiotic detection equipment
41115833 | Skin analyzer
41115833 | Skin analyzer
41115834 | Flow cytometer accessories or supplies
41115834 | Flow cytometer accessories or supplies
41115835 | Androgeny and fertility automated counter
41115835 | Androgeny and fertility automated counter
41115836 | Androgeny and fertility automated counter accessories and supplies
41115836 | Androgeny and fertility automated counter accessories and supplies
41115837 | Particle counter and sizer
41115837 | Particle counter and sizer
41115838 | Particle counter and sizer accessories and supplies
41115838 | Particle counter and sizer accessories and supplies
41115839 | Blood bank apheresis and donor unit processing analyzer
41115839 | Blood bank apheresis and donor unit processing analyzer
41115840 | Blood bank apheresis and donor unit processing analyzer accessories and supplies
41115840 | Blood bank apheresis and donor unit processing analyzer accessories and supplies
41115841 | Automated blood culture system | New
41115842 | Automated blood culture system analyzer accessories or supplies | New
41115843 | Molecular diagnostics analyzer | New
41115844 | Molecular diagnostics analyzer accessories | New
41115845 | Cell metabolism analyzer | New
41115846 | Cell metabolism analyzer accessories | New
41115847 | Sweat chloride iontophoresis analyzer | New
41115848 | Sweat chloride iontophoresis analyzer accessories | New
41115849 | Electrolyte analyzer | New
41115850 | Pipettor delivery calibration and verification analyzer | New
41115851 | Pipettor delivery calibration and verification analyzer accessories | New
41115852 | Flow cytometry analyzer | New
41115853 | Automated high performance chromatography HPLC analyzer system | New
41115854 | Automated high performance chromatography HPLC analyzer system accessories | New
41115855 | Transplant diagnostics analyzer | New
41115856 | Transplant diagnostics analyzer accessories | New
41115857 | Flame photometer analyzer | New
41115858 | Flame photometer analyzer accessories | New
41115859 | Gas-liquid chromatography and mass spectrometry analyzer | New
41115860 | Genomic analysis analyzer | New
41115861 | Genomic analysis analyzer accessories | New
41115862 | Nucleic acid extraction, isolation and purification analyzer | New
41115863 | Nucleic acid extraction isolation and purification analyzer accessories | New
41115864 | Multiplex analyzer | New
41115865 | Multiplex analyzer accessories | New
41115866 | Biomagnetic separation analyzer | New
41115867 | Biomagnetic separation analyzer accessories | New
41115868 | Automated quality control manager system | New
41116000 | Clinical and diagnostic analyzer reagents
41116001 | Amino acid analyzer reagents
41116001 | Amino acid analyzer reagents
41116002 | Blood bank analyzer reagents
41116002 | Blood bank analyzer reagents
41116003 | Blood gas analyzer reagents
41116003 | Blood gas analyzer reagents
41116004 | Chemistry analyzer reagents
41116004 | Chemistry analyzer reagents
41116005 | Coagulation analyzer reagents
41116005 | Coagulation analyzer reagents
41116006 | Deoxyribonucleic acid DNA sequence analyzer reagents
41116006 | Deoxyribonucleic acid DNA sequence analyzer reagents
41116007 | Toxicology analyzer reagents
41116007 | Toxicology analyzer reagents
41116008 | Hematology analyzer reagents
41116008 | Hematology analyzer reagents
41116009 | Histology analyzer reagents
41116009 | Histology analyzer reagents
41116010 | Immunology analyzer reagents
41116010 | Immunology analyzer reagents
41116011 | Microbiology analyzer reagents
41116011 | Microbiology analyzer reagents
41116012 | Protein analyzer reagents
41116012 | Protein analyzer reagents
41116013 | Radioisotopic analyzer reagents
41116013 | Radioisotopic analyzer reagents
41116014 | Urinalysis analyzer reagents
41116014 | Urinalysis analyzer reagents
41116015 | Flow cytometry analyzers reagents or antibodies
41116015 | Flow cytometry analyzers reagents or antibodies
41116016 | Electrolyte analyzer reagent
41116016 | Electrolyte analyzer reagent
41116017 | Androgeny and fertility automated counter reagent
41116017 | Androgeny and fertility automated counter reagent
41116018 | Particle sizer and counter analyzer reagent
41116018 | Particle sizer and counter analyzer reagent
41116019 | Hormone analyzer reagent
41116019 | Hormone analyzer reagent
41116020 | Virology analyzer reagent | New
41116021 | Automated blood culture system analyzer reagent | New
41116022 | Pipettor delivery calibration and verification analyzer reagent | New
41116023 | Automated high performance chromatography HPLC analyzer system reagent or kit | New
41116024 | Transplant analyzer reagent or kit | New
41116025 | Flame photometer analyzer reagent or kit | New
41116026 | Gas-liquid chromatography and mass spectrometry analyzer reagent | New
41116027 | Nucleic acid extraction isolation and purification analyzer reagent and kit | New
41116100 | Manual test kits and quality controls and calibrators and standards
41116101 | Blood bank test kits or supplies
41116101 | Blood bank test kits or supplies
41116102 | Blood bank reagents or solutions
41116102 | Blood bank reagents or solutions
41116103 | Blood bank quality controls or calibrators or standards
41116103 | Blood bank quality controls or calibrators or standards
41116104 | Chemistry test kits or supplies
41116104 | Chemistry test kits or supplies
41116105 | Chemistry reagents or solutions
41116105 | Chemistry reagents or solutions
41116106 | Chemistry test strips or test paper
41116106 | Chemistry test strips or test paper
41116107 | Chemistry quality controls or calibrators or standards
41116107 | Chemistry quality controls or calibrators or standards
41116108 | Coagulation test kits or supplies
41116108 | Coagulation test kits or supplies
41116109 | Coagulation reagents or solutions
41116109 | Coagulation reagents or solutions
41116110 | Coagulation quality controls or calibrators or standards
41116110 | Coagulation quality controls or calibrators or standards
41116111 | Cytology test kits or supplies
41116111 | Cytology test kits or supplies
41116112 | Cytology quality controls or calibrators or standards
41116112 | Cytology quality controls or calibrators or standards
41116113 | Cytology reagents or solutions or stains
41116113 | Cytology reagents or solutions or stains
41116116 | Environmental test kits or supplies
41116116 | Environmental test kits or supplies
41116117 | Environmental reagents or solutions or stains
41116117 | Environmental reagents or solutions or stains
41116118 | Food test kits or supplies
41116118 | Food test kits or supplies
41116119 | Food test kits reagents or solutions or stains
41116119 | Food test kits reagents or solutions or stains
41116120 | Hematology test kits or supplies
41116120 | Hematology test kits or supplies
41116121 | Hematology reagents or solutions or stains
41116121 | Hematology reagents or solutions or stains
41116122 | Hematology quality controls or calibrators or standards
41116122 | Hematology quality controls or calibrators or standards
41116123 | Histology test kits or supplies
41116123 | Histology test kits or supplies
41116124 | Histology reagents or solutions or stains
41116124 | Histology reagents or solutions or stains
41116125 | Histology quality controls or calibrators or standards
41116125 | Histology quality controls or calibrators or standards
41116126 | Immunology or serology test kits or supplies
41116126 | Immunology or serology test kits or supplies
41116127 | Immunology or serology reagents or solutions or stains
41116127 | Immunology or serology reagents or solutions or stains
41116128 | Immunology or serology quality controls or calibrators or standards
41116128 | Immunology or serology quality controls or calibrators or standards
41116129 | Microbiology or bacteriology test kits or supplies
41116129 | Microbiology or bacteriology test kits or supplies
41116130 | Microbiology or bacteriology reagents or solutions or stains
41116130 | Microbiology or bacteriology reagents or solutions or stains
41116131 | Microbiology or bacteriology identification or sensitivity disks or panels
41116131 | Microbiology or bacteriology identification or sensitivity disks or panels
41116132 | Microbiology or bacteriology quality controls or calibrators or standards
41116132 | Microbiology or bacteriology quality controls or calibrators or standards
41116133 | Molecular biology test kits or supplies
41116133 | Molecular biology test kits or supplies
41116134 | Molecular biology reagents or solutions or stains
41116134 | Molecular biology reagents or solutions or stains
41116135 | Molecular biology quality controls or calibrators or standards
41116135 | Molecular biology quality controls or calibrators or standards
41116136 | Urinalysis test kits or supplies
41116136 | Urinalysis test kits or supplies
41116137 | Urinalysis reagents or solutions or stains
41116137 | Urinalysis reagents or solutions or stains
41116138 | Urinalysis test strips
41116138 | Urinalysis test strips
41116139 | Urinalysis quality controls or calibrators or standards
41116139 | Urinalysis quality controls or calibrators or standards
41116140 | Parasitology or mycology test kits or supplies
41116140 | Parasitology or mycology test kits or supplies
41116141 | Parasitology or mycology reagents or solutions or stains
41116141 | Parasitology or mycology reagents or solutions or stains
41116142 | Parasitology or mycology media
41116142 | Parasitology or mycology media
41116143 | Parasitology or mycology quality controls or calibrators or standards
41116143 | Parasitology or mycology quality controls or calibrators or standards
41116144 | Virology test kits or supplies
41116144 | Virology test kits or supplies
41116145 | Virology quality controls or calibrators or standards
41116145 | Virology quality controls or calibrators or standards
41116146 | Toxicology test kits or supplies
41116146 | Toxicology test kits or supplies
41116147 | Toxicology quality controls or calibrators or standards
41116147 | Toxicology quality controls or calibrators or standards
41116148 | Flow cytometry test kits or supplies
41116148 | Flow cytometry test kits or supplies
41116149 | Limulus amebocyte lysate LAL tester
41116149 | Limulus amebocyte lysate LAL tester
41116150 | Androgeny and fertility test kits and supplies
41116150 | Androgeny and fertility test kits and supplies
41116151 | Androgeny and fertility quality controls and calibrators and standards
41116151 | Androgeny and fertility quality controls and calibrators and standards
41116152 | Flow cytometry quality controls and calibrators and standards
41116152 | Flow cytometry quality controls and calibrators and standards
41116153 | Immunohistochemistry quality controls and calibrators and standards
41116153 | Immunohistochemistry quality controls and calibrators and standards
41116154 | Particle counter and sizer quality controls and calibrators and standards
41116154 | Particle counter and sizer quality controls and calibrators and standards
41116155 | Molecular biology and cell culture growth media
41116155 | Molecular biology and cell culture growth media
41116156 | Virology reagents or solutions or stains
41116156 | Virology reagents or solutions or stains
41116157 | Virology cell and tissue culture media
41116157 | Virology cell and tissue culture media
41116158 | Enzyme linked immunosorbent assay ELISA kit | New
41116159 | Transplant diagnostics test kit | New
41116160 | Transplant diagnostics reagent or solution | New
41116161 | Primary and secondary antibodies for multiple methodology immunostaining detection application | New
41116162 | Androgeny and fertility reagent or solution or stain | New
41116163 | Pipettor delivery manual calibration and verification test kit | New
41116164 | Test kit or probe for laboratory proficiency assessment or laboratory performance improvement tracking | New
41116165 | Manual blood culture system | New
41116166 | Ph meter and conductivity meter calibrant and standard | New
41116167 | Radio labeled chemical for radiometric detection | New
41116168 | Fecal test kit or supplies | New
41116200 | Patient point of care testing supplies and equipment
41116201 | Glucose monitors or meters
41116201 | Glucose monitors or meters
41116202 | Cholesterol monitors or meters
41116202 | Cholesterol monitors or meters
41116203 | Monitor or meter accessories
41116203 | Monitor or meter accessories
41116205 | Rapid test kits
41116205 | Rapid test kits
41116206 | Diagnostic beverages for laboratory testing
41116206 | Diagnostic beverages for laboratory testing
41116207 | Hemoglobin or hematocrit monitor or meter
41116207 | Hemoglobin or hematocrit monitor or meter
41116208 | Blood chemistry multiple parameter monitor or meter
41116208 | Blood chemistry multiple parameter monitor or meter
41116209 | Blood coagulation multiple parameter monitor or meter
41116209 | Blood coagulation multiple parameter monitor or meter
41116210 | Metabolic disorder breathalyzer monitor or meter
41116210 | Metabolic disorder breathalyzer monitor or meter
41116211 | Ethanol breathalyzer
41116211 | Ethanol breathalyzer
41116212 | Monitor or meter quality controls calibrators or standards
41116212 | Monitor or meter quality controls calibrators or standards
41116213 | Glycosolated hemoglobin HBA1C test meter | New
41116214 | Glycosolated hemoglobin HBA1C test meter accessories | New
41116215 | Glucose test monitor or meter accessories | New
41116216 | Blood lead test monitor or meter | New
41116217 | Blood lead test monitor or meter accessories | New
41116218 | Cardiac marker panel test monitor or meter | New
41116219 | Cardiac marker panel test monitor or meter accessories | New
41116220 | Lipid profile or at risk liver enzyme test monitor or meter | New
41116221 | Lipid profile or at risk liver enzyme test monitor or meter accessories | New
41116222 | Blood bilirubin test monitor or meter | New
41116223 | Blood bilirubin test monitor or meter accessories | New
41116224 | Glucose and beta hemoglobin test monitor or meter accessories | New
41116300 | Laboratory flash point testers
41116301 | Flash point testers
41116301 | Flash point testers
41116302 | Incombustibility tester
41116302 | Incombustibility tester
41116303 | Flammability tester
41116303 | Flammability tester
41116304 | Fire point tester
41116304 | Fire point tester
41116400 | Acceleration and vibration measuring instruments
41116401 | Impact hammers
41116401 | Impact hammers
41116500 | Instrument parts and accessories
41116501 | Meter dials or dial kits
41116501 | Meter dials or dial kits
41116502 | Electrical clip
41116502 | Electrical clip
41120000 | Laboratory supplies and fixtures
41121500 | Pipettes and liquid handling equipment and supplies
41121501 | Robotic or automated liquid handling systems
41121501 | Robotic or automated liquid handling systems
41121502 | Laboratory diluters
41121502 | Laboratory diluters
41121503 | Manual multichannel air displacement pipetters
41121503 | Manual multichannel air displacement pipetters
41121504 | Manual single channel air displacement pipetters
41121504 | Manual single channel air displacement pipetters
41121505 | Manual single channel positive displacement pipetters
41121505 | Manual single channel positive displacement pipetters
41121506 | Manual single channel repeating pipetters
41121506 | Manual single channel repeating pipetters
41121507 | Electronic single channel pipetters
41121507 | Electronic single channel pipetters
41121508 | Electronic multichannel pipetters
41121508 | Electronic multichannel pipetters
41121509 | Pasteur or transfer pipettes
41121509 | Pasteur or transfer pipettes
41121510 | Volumetric pipettes
41121510 | Volumetric pipettes
41121511 | Serological pipettes
41121511 | Serological pipettes
41121513 | Dropping pipettes
41121513 | Dropping pipettes
41121514 | Pipette pumps
41121514 | Pipette pumps
41121515 | Pipette bulbs
41121515 | Pipette bulbs
41121516 | Bottle top dispensers
41121516 | Bottle top dispensers
41121517 | Pipetter inserts or accessories
41121517 | Pipetter inserts or accessories
41121518 | Aspirating pipette | New
41121519 | Positive displacment repeating pipettor | New
41121520 | Automated vial or tube decapper recapper | New
41121521 | Automated liquid handling system accessories | New
41121522 | Pipettor reagent reservoir | New
41121600 | Pipette tips
41121601 | Filter tip pipette tips
41121601 | Filter tip pipette tips
41121602 | Aerosol barrier pipette tips
41121602 | Aerosol barrier pipette tips
41121603 | Low retention pipette tips
41121603 | Low retention pipette tips
41121604 | Reference pipette tips
41121604 | Reference pipette tips
41121605 | Ultramicro pipette tips
41121605 | Ultramicro pipette tips
41121606 | Gel loading pipette tips
41121606 | Gel loading pipette tips
41121607 | Universal pipette tips
41121607 | Universal pipette tips
41121608 | Robotic pipette tips
41121608 | Robotic pipette tips
41121609 | Variable volume pipette tips
41121609 | Variable volume pipette tips
41121610 | Repeating pipettor reservoir pipette tip | New
41121700 | Test Tubes
41121701 | Multipurpose or general test tubes
41121701 | Multipurpose or general test tubes
41121702 | Microcentrifuge tubes
41121702 | Microcentrifuge tubes
41121703 | Centrifuge tubes
41121703 | Centrifuge tubes
41121704 | Cryogenic tubes
41121704 | Cryogenic tubes
41121705 | Nuclear magnetic resonance NMR tubes
41121705 | Nuclear magnetic resonance NMR tubes
41121706 | Culture tubes
41121706 | Culture tubes
41121707 | Separator test tubes
41121707 | Separator test tubes
41121708 | Anti coagulant test tubes
41121708 | Anti coagulant test tubes
41121709 | Capillary or hematocrit tubes
41121709 | Capillary or hematocrit tubes
41121710 | Test tube closures or caps
41121710 | Test tube closures or caps
41121711 | Urinalysis testing tubes or accessories
41121711 | Urinalysis testing tubes or accessories
41121712 | Viscometer tube
41121712 | Viscometer tube
41121713 | Sand size analyzer
41121713 | Sand size analyzer
41121714 | Cluster tube or tube strip or cap | New
41121715 | Specimen transport tube or aliquot tube | New
41121800 | General laboratory glassware and plasticware and supplies
41121801 | Laboratory watch glasses
41121801 | Laboratory watch glasses
41121802 | Laboratory stirring rods
41121802 | Laboratory stirring rods
41121803 | Laboratory beakers
41121803 | Laboratory beakers
41121804 | Laboratory flasks
41121804 | Laboratory flasks
41121805 | Laboratory graduated cylinders
41121805 | Laboratory graduated cylinders
41121806 | Laboratory vials
41121806 | Laboratory vials
41121807 | Laboratory ampoules
41121807 | Laboratory ampoules
41121808 | Laboratory burets
41121808 | Laboratory burets
41121809 | Laboratory funnels
41121809 | Laboratory funnels
41121810 | Laboratory staining dishes or jars
41121810 | Laboratory staining dishes or jars
41121811 | Laboratory microchemistry kits
41121811 | Laboratory microchemistry kits
41121812 | Laboratory dishes
41121812 | Laboratory dishes
41121813 | Cuvettes
41121813 | Cuvettes
41121814 | Laboratory lids or covers or coverslips
41121814 | Laboratory lids or covers or coverslips
41121815 | Laboratory adapters or connectors or fittings
41121815 | Laboratory adapters or connectors or fittings
41121816 | Laboratory glass tube
41121816 | Laboratory glass tube
41121817 | Glass bell jar
41121817 | Glass bell jar
41121818 | Laboratory storage bottle
41121818 | Laboratory storage bottle
41121819 | Laboratory dropper bottle and dropper cap
41121819 | Laboratory dropper bottle and dropper cap
41121820 | Laboratory carboy or spout | New
41121821 | Vial closure cap or seal or stopper | New
41122000 | Laboratory or sampling syringes
41122001 | Chromatography syringes
41122001 | Chromatography syringes
41122002 | Chromatography syringe needles
41122002 | Chromatography syringe needles
41122003 | Syringe adapters or accessories
41122003 | Syringe adapters or accessories
41122004 | Sampling syringes
41122004 | Sampling syringes
41122100 | Tissue culture and high throughput screening supplies
41122101 | Petri plates or dishes
41122101 | Petri plates or dishes
41122102 | Multiwell plates
41122102 | Multiwell plates
41122103 | Cell scrapers
41122103 | Cell scrapers
41122104 | Tissue culture flasks
41122104 | Tissue culture flasks
41122105 | Roller bottles
41122105 | Roller bottles
41122106 | Inoculating devices
41122106 | Inoculating devices
41122107 | Tissue culture coated plates or dishes or inserts
41122107 | Tissue culture coated plates or dishes or inserts
41122108 | Microbiology inoculation loops or needles
41122108 | Microbiology inoculation loops or needles
41122109 | Petri pads
41122109 | Petri pads
41122110 | Petri pad dispenser
41122110 | Petri pad dispenser
41122111 | Tissue culture chambered slide | New
41122112 | Cell culture glass capillary tube | New
41122113 | Capillary pipette or tube puller | New
41122114 | In situ culture harvester | New
41122200 | Crucibles
41122201 | Glass crucibles
41122201 | Glass crucibles
41122202 | Ceramic crucibles
41122202 | Ceramic crucibles
41122203 | Metal crucibles
41122203 | Metal crucibles
41122300 | Laboratory bench protectors and liners
41122301 | Bench protectors or liners
41122301 | Bench protectors or liners
41122400 | Laboratory implements
41122401 | Magnetic spin bars or stir bars or stirring beads
41122401 | Magnetic spin bars or stir bars or stirring beads
41122402 | Magnetic spin bar retrievers or stir bar retrievers
41122402 | Magnetic spin bar retrievers or stir bar retrievers
41122403 | Laboratory spatulas
41122403 | Laboratory spatulas
41122404 | Laboratory tongs
41122404 | Laboratory tongs
41122405 | Laboratory forceps
41122405 | Laboratory forceps
41122406 | Laboratory knives
41122406 | Laboratory knives
41122407 | Laboratory scalpels
41122407 | Laboratory scalpels
41122408 | Laboratory scissors
41122408 | Laboratory scissors
41122409 | Laboratory tools
41122409 | Laboratory tools
41122410 | Laboratory sealing film
41122410 | Laboratory sealing film
41122411 | Laboratory timers or watches
41122411 | Laboratory timers or watches
41122412 | Laboratory tube sealants
41122412 | Laboratory tube sealants
41122413 | Laboratory clamps
41122413 | Laboratory clamps
41122414 | Laboratory spoon
41122414 | Laboratory spoon
41122415 | Centrifugal bioseparation crystals
41122415 | Centrifugal bioseparation crystals
41122416 | Scalpel blade and knife blade remover | New
41122417 | Blood drop dispenser device | New
41122418 | Donor blood unit segment sampler | New
41122419 | Laboratory scoop | New
41122420 | Laboratory bottle carrier | New
41122421 | Flask ring stabilizer or weight | New
41122500 | Laboratory corks and stoppers and accessories
41122501 | Laboratory corks
41122501 | Laboratory corks
41122502 | Laboratory stoppers
41122502 | Laboratory stoppers
41122503 | Laboratory cork borers
41122503 | Laboratory cork borers
41122600 | Laboratory microscope slides and supplies
41122601 | Microscope slides
41122601 | Microscope slides
41122602 | Microscopes slide coverslips
41122602 | Microscopes slide coverslips
41122603 | Microscope lens paper
41122603 | Microscope lens paper
41122604 | Hemocytometers
41122604 | Hemocytometers
41122605 | Microscope immersion oil
41122605 | Microscope immersion oil
41122606 | Microscope slide dispensers
41122606 | Microscope slide dispensers
41122607 | Microscope lens cleaner solution
41122607 | Microscope lens cleaner solution
41122608 | Hemocytometer cover glass | New
41122700 | Laboratory tapes and labels
41122701 | Slide or specimen labels
41122701 | Slide or specimen labels
41122702 | Labeling tapes
41122702 | Labeling tapes
41122703 | Safety tapes
41122703 | Safety tapes
41122704 | Tamper proof tapes
41122704 | Tamper proof tapes
41122800 | Laboratory stands and racks and trays
41122801 | Pipette racks or stands
41122801 | Pipette racks or stands
41122802 | Microscope slide racks
41122802 | Microscope slide racks
41122803 | Sedimentation tube racks or stands
41122803 | Sedimentation tube racks or stands
41122804 | Test tube racks
41122804 | Test tube racks
41122805 | Drying racks
41122805 | Drying racks
41122806 | Cryoracks
41122806 | Cryoracks
41122807 | Dissecting trays
41122807 | Dissecting trays
41122808 | General purpose trays
41122808 | General purpose trays
41122809 | Petri dish racks
41122809 | Petri dish racks
41122810 | Benchtop reagent storage rack
41122810 | Benchtop reagent storage rack
41122811 | Test and culture tube dispenser
41122811 | Test and culture tube dispenser
41123000 | Laboratory desiccators and desiccants
41123001 | Jar desiccators
41123001 | Jar desiccators
41123002 | Cabinet desiccators
41123002 | Cabinet desiccators
41123003 | Desiccants
41123003 | Desiccants
41123004 | Vacuum desiccators
41123004 | Vacuum desiccators
41123005 | Microbial susceptibility disc desiccant storage container
41123005 | Microbial susceptibility disc desiccant storage container
41123006 | Desiccator accessories
41123006 | Desiccator accessories
41123100 | Laboratory dialysis supplies
41123101 | Dialysis tubing
41123101 | Dialysis tubing
41123102 | Dialysis clamps
41123102 | Dialysis clamps
41123103 | Dialysis cassette
41123103 | Dialysis cassette
41123104 | Dialysis membrane
41123104 | Dialysis membrane
41123105 | Dialysis cassette holder
41123105 | Dialysis cassette holder
41123106 | Dialysis flask | New
41123200 | Preserved specimens and supplies
41123201 | Preserved prepared slides
41123201 | Preserved prepared slides
41123202 | Preserved animals and organisms
41123202 | Preserved animals and organisms
41123203 | Virology stock control culture | New
41123204 | Microbial quality control QC reference organism | New
41123300 | General laboratory storage containers and cabinets
41123302 | Microscope slide boxes or folders
41123302 | Microscope slide boxes or folders
41123303 | Microscope slide cabinets
41123303 | Microscope slide cabinets
41123304 | Cryogenic storage boxes
41123304 | Cryogenic storage boxes
41123305 | Histology or tissue cassette cabinets
41123305 | Histology or tissue cassette cabinets
41123306 | Histology tissue cassette accessories
41123306 | Histology tissue cassette accessories
41123307 | Histology tissue cassette storage tray or box | New
41123308 | Pipette storage canister or box | New
41123309 | Pasteur or transfer pipette dispenser | New
41123310 | Blood collection tube dispenser | New
41123311 | Phlebotomy area organization rack and dispenser | New
41123312 | Bioprocess container or bag for molecular biology platform | New
41123313 | Histology specimen container storage tray | New
41123314 | Microscope slide and tissue cabinet marker and accessories | New
41123400 | Dosing devices
41123401 | Dosing cups
41123401 | Dosing cups
41123402 | Dosing spoons
41123402 | Dosing spoons
41123403 | Dosing droppers
41123403 | Dosing droppers

## Med Devices only
Segment
| *** For product accessories it appears that UNSPSC have put these in new codes of their own, where possible I have tried to indicate these alongside the actual product |  |  | Family
|  |  |  | Class | v15 & v19
Class v19 only
v19 Commodity
v15 Commodity
Commodity | Commodity Title | Status
42000000 | Medical Equipment and Accessories and Supplies
42120000 | Veterinary equipment and supplies
42121500 | Veterinary equipment
42121501 | Veterinary blood pressure testers
42121501 | Veterinary blood pressure testers
42121502 | Veterinary kymograph tester
42121502 | Veterinary kymograph tester
42121503 | Veterinary pyrogenic tester
42121503 | Veterinary pyrogenic tester
42121504 | Veterinary stereotaxic equipment
42121504 | Veterinary stereotoxic equipment
42121505 | Veterinary electrocardiograph ECG
42121505 | Veterinary electrocardiograph ECG
42121506 | Veterinary surgical instrument and supply sets
42121506 | Veterinary surgical instrument sets
42121507 | Veterinary injection or suction units or accessories
42121507 | Veterinary injection or suction units or accessories
42121508 | Veterinary bottle sets
42121508 | Veterinary bottle sets
42121509 | Veterinary clinical thermometers
42121509 | Veterinary clinical thermometers
42121510 | Cases for veterinary instruments or accessories | Obsolete
42121511 | Veterinary instrument rolls for instruments or accessories
42121511 | Instrument rolls for veterinary instruments or accessories
42121512 | Veterinary speculums
42121512 | Veterinary speculums
42121513 | Veterinary castration instruments
42121513 | Veterinary castration instruments
42121514 | Veterinary external fixation kits
42121514 | Veterinary external fixation kits
42121515 | Veterinary nail trimmers or cutters
42121515 | Veterinary nail trimmers or cutters
42121516 | Veterinary hair clipping sets | New
42121517 | Veterinary hoof treatment instrument sets | New
42121518 | Veterinary medical equipment sets | New
42121519 | Veterinary injection or suction unit accessories | New
42121520 | Veterinary instrument rolls for instruments accessories | New
42121600 | Veterinary products
42121601 | Gastrointestinal veterinary products
42121601 | Gastrointestinal veterinary products
42121602 | Blood or blood forming veterinary products
42121602 | Blood or blood forming veterinary products
42121603 | Respiratory system veterinary products
42121603 | Respiratory system veterinary products
42121604 | Musculo skeletal or nervous system veterinary products
42121604 | Musculo skeletal or nervous system veterinary products
42121605 | Cardiovascular system veterinary products
42121605 | Cardiovascular system veterinary products
42121606 | Dermatological or antiprotozoa veterinary products
42121606 | Dermatologicals or antiprotozoa veterinary products
42121607 | Genito urinary system sex or hormone veterinary products
42121607 | Genito urinary system sex or hormone veterinary products
42121608 | Dental veterinary products
42121608 | Dental veterinary products
42121700 | Veterinary clinical furniture
42121701 | Veterinary surgical tables
42121701 | Veterinary surgical tables
42121702 | Veterinary storage chests
42121702 | Veterinary storage chests
42121800 | Veterinary artificial insemination equipment and supplies
42121801 | Veterinary artificial inseminating machine
42121801 | Artificial inseminating machine
42121802 | Veterinary semen collection instruments
42121802 | Semen collection instrument
42121803 | Veterinary electric ejaculation stimulators
42121803 | Electric ejaculation stimulator
42121804 | Veterinary semen packaging instruments
42121804 | Semen packaging instrument
42130000 | Medical apparel and textiles
42131500 | Patient clothing
42131501 | Patient bibs
42131501 | Patient bibs
42131502 | Patient caps
42131502 | Patient caps
42131503 | Patient exam capes
42131503 | Patient exam capes
42131504 | Patient gowns
42131504 | Patient gowns
42131505 | Patient infant shirts or vests
42131505 | Patient infant shirts or vests
42131506 | Patient jackets
42131506 | Patient jackets
42131507 | Patient slippers or socks
42131507 | Patient slippers
42131508 | Patient pajamas
42131508 | Patient pajamas
42131509 | Hospital robes
42131509 | Hospital robes
42131510 | Patient trousers
42131510 | Patient trousers
42131511 | Hydrotherapy garments
42131511 | Hydrotherapy garment
42131512 | Patient infant caps or hats or material for infant caps
42131512 | Patient infant cap or hat or material for infant cap
42131513 | Patient shorts | New
42131514 | Patient surgical undergarments | New
42131600 | Medical staff clothing and related articles
42131601 | Medical staff aprons or bibs
42131601 | Medical staff aprons or bibs
42131602 | Medical staff beard covers
42131602 | Medical staff beard covers
42131603 | Medical staff blouses or smocks
42131603 | Medical staff blouses or smocks
42131604 | Medical staff bouffant caps
42131604 | Medical staff bouffant caps
42131605 | Medical staff coveralls | Obsolete | See 42131706
42131606 | Medical staff isolation or surgical masks | Obsolete | See 42131713
42131607 | Medical staff jackets or coats
42131607 | Medical staff jackets or coats
42131608 | Medical staff scrubs
42131608 | Medical staff scrubs
42131609 | Medical staff shoe covers
42131609 | Medical staff shoe covers
42131610 | Medical staff sleeve protection
42131610 | Medical staff sleeve protection
42131611 | Surgeon caps or hoods
42131611 | Surgeon caps or hoods
42131612 | Medical staff isolation or cover gowns
42131612 | Medical staff isolation or cover gown
42131613 | Medical staff eye shields or visors
42131613 | Medical staff eye shield or visor
42131614 | Medical staff dresses | New
42131615 | Chemotherapy personal protective equipment | New
42131700 | Surgical textiles
42131701 | Surgical drapes
42131701 | Surgical drapes
42131702 | Surgical gowns
42131702 | Surgical gown
42131704 | Surgical towels
42131704 | Surgical towels
42131705 | Surgical leggings | Obsolete | See 42131701
42131706 | Surgical jumpsuits and coveralls
42131706 | Surgical jumpsuits
42131707 | Surgical isolation suits or helmets or shields or accessories
42131707 | Surgical isolation suits or helmets or facemasks or accessories
42131708 | Surgical cleanup or room turnover packs or kits
42131708 | Surgical cleanup or room turnover pack or kit
42131709 | Surgical sleeves | New
42131710 | Surgical dresses | New
42131711 | Surgical headcovers | New
42131712 | Surgical isolation or cover gowns | New
42131713 | Surgical isolation or surgical masks | New
42131714 | Surgical scrub pants | New
42131715 | Surgical scrub tops | New
42131716 | Surgical shoe covers | New
42131717 | Surgical sleeve protection | New
42131718 | Surgical stockinettes | New
42131719 | Surgical surgeon caps or hoods | New
42131720 | Surgical tents | New
42131721 | Surgical instrument pouches | New
42131722 | Surgical isolation suits or helmets or shields accessories | New
42132100 | Hospital housekeeping textiles
42132101 | Hospital underpads
42132101 | Hospital underpads
42132102 | Medical stretcher sheets
42132102 | Medical stretcher sheets
42132103 | Patient barrier drapes
42132103 | Patient barrier drapes
42132104 | Hospital pillows
42132104 | Hospital antimicrobial pillows for general use
42132105 | Hospital bed sheets or mattress covers
42132105 | Hospital bed sheets
42132106 | Hospital bedspreads or duvet covers
42132106 | Hospital bedspreads
42132107 | Hospital blankets or duvets or quilts
42132107 | Hospital blankets
42132108 | Hospital pillow covers or pillowcases | New
42132108 | Hospital protective pillow covers
42132109 | Hospital bath mats | New
42132110 | Hospital bed skirts or dust ruffles | New
42132111 | Hospital bio-hazard bags | New
42132112 | Hospital blockade or hamper or laundry bags | New
42132113 | Hospital cleanup or room turnover kits | New
42132114 | Hospital towels | New
42132115 | Hospital wall coverings | New
42132116 | Hospital window treatments | New
42132117 | Surgical pre-operative or operating pads | New
42132200 | Medical gloves and accessories
42132201 | Bathophenanthroline, Colorimetry, Iron (Non-Heme) |  | This is an error - description should be Medical glove boxes or dispensers
42132201 | Medical glove boxes or dispensers
42132202 | Finger cots
42132202 | Finger cots
42132203 | Medical exam or non surgical procedure gloves
42132203 | Medical exam or non surgical procedure gloves
42132204 | Medical glove liners
42132204 | Medical glove liners
42132205 | Surgical gloves
42132205 | Surgical gloves
42132206 | Surgical dusting powders | New
42140000 | Patient care and treatment products and supplies
42141500 | Applicator swabs and cotton balls
42141501 | Cotton or fiber balls
42141501 | Cotton ball or fiber
42141502 | Fiber tipped sticks
42141502 | Fiber tipped sticks
42141503 | Skin preparation wipes
42141503 | Skin preparation wipes
42141504 | Medicated applicators or absorbents
42141504 | Medicated applicators or absorbents
42141505 | Applicator sticks | New
42141506 | Alcohol pumps or dispensers | New
42141600 | Basins and bedpans and urinals and admission kits
42141601 | Patient care admission kits
42141601 | Patient care admission kit
42141602 | Bedpans
42141602 | Bedpans for general use
42141603 | Emesis basins
42141603 | Emesis basins
42141605 | Medical mixing or solution basins or bowls
42141605 | Medical mixing or solution basins or bowls
42141606 | Medical multipurpose basins
42141606 | Medical multipurpose basins
42141607 | Patient urinals
42141607 | Patient urinals for general use
42141608 | Bedpan liners or bags
42141608 | Bedpan liner or bag
42141609 | Bedpan covers | New
42141610 | Bedpan and urinal drying racks | New
42141611 | Patient belonging bags | New
42141612 | Bedpan and urinal sets | New
42141700 | Decubitus prevention products
42141701 | Alternating pressure systems
42141701 | Alternating pressure systems
42141702 | Blanket frames or lifters
42141702 | Blanket frames or lifters
42141703 | Extremities cradles
42141703 | Extremities cradles
42141704 | Mattress overlays
42141704 | Mattress overlays
42141705 | Decubitus prevention Patient positioning cushions or pads or pillows
42141705 | Patient positioning cushions or pads or pillows
42141706 | Medical flotation cushions | New
42141800 | Electrotherapy equipment
42141801 | Electrotherapy combination units
42141801 | Electrotherapy combination units
42141802 | Electrotherapy electrodes
42141802 | Electrotherapy electrodes or accessories
42141803 | Electrotherapy lead wires or cables
42141803 | Electrotherapy lead wires or cables
42141804 | Galvanic or faradic stimulators
42141804 | Galvanic or faradic stimulators
42141805 | Neuromuscular stimulators or kits
42141805 | Neuromuscular stimulators or kits
42141806 | Diathermy units
42141806 | Short wave diathermy units
42141807 | Transcutaneous electric nerve stimulation units
42141807 | Transcutaneous electric nerve stimulation units
42141808 | Diathermy electrodes
42141808 | Diathermy electrodes
42141809 | Muscle stimulator lead sets
42141809 | Muscle stimulator lead sets
42141810 | Iontophoresis electrodes
42141810 | Iontophoresis electrode
42141811 | Extracorporeal shock wave therapy systems
42141811 | Extracorporeal shock wave therapy system
42141812 | Static electricity generators for electric stimulation
42141812 | Static electricity generator for electric stimulation
42141813 | Electroconvulsive devices
42141813 | Electroconvulsive device
42141814 | Static electricity stimulators
42141814 | Static electricity stimulator
42141815 | High frequency electromagnetic wave stimulators
42141815 | High frequency electromagnetic wave stimulator
42141816 | Electromagnetic therapy stimulators
42141816 | Electromagnetic therapy stimulator
42141817 | Magnetotherapy pulse stimulators
42141817 | Magnetic pulse stimulator
42141818 | Aversive conditioning devices | New
42141819 | Cranial electrotherapy stimulators | New
42141820 | Electrotherapy applicators or probes | New
42141821 | Electrotherapy unit accessories | New
42141822 | Electrotherapy laser systems | New
42141823 | Electrotherapy vacuum electrode systems | New
42141824 | Electrotherapy electrode accessories | New
42141825 | Electrotherapy units | New
42141900 | Enema administration supplies
42141901 | Enema buckets | Obsolete | See 42141903 or 42141904
42141902 | Enema bags | Obsolete | See 42141903 or 42141904
42141903 | Enema kits
42141903 | Enema kits or accessories
42141904 | Enema accessories
42141904 | Enema tubing or tips or clamps
42141905 | Enema soaps
42141905 | Enema soaps
42141906 | Epistaxis balloon kits | New
42141907 | Epistaxis balloons | New
42142000 | Floor grade instruments | Obsolete
42142001 | Floor grade forceps or hemostats | Obsolete
42142002 | Floor grade knife | Obsolete
42142003 | Floor grade knife handles | Obsolete
42142004 | Floor grade nail nippers | Obsolete
42142005 | Floor grade needle holders | Obsolete
42142006 | Floor grade retractors | Obsolete
42142007 | Floor grade scissors | Obsolete
42142100 | Heat and cold therapy products
42142101 | Covers for heat or cold therapy products
42142101 | Covers for heat or cold therapy products
42142102 | Medical cold storage chilling units
42142102 | Medical cold storage chilling units or accessories
42142103 | Medical heat lamps
42142103 | Medical heat lamps or accessories
42142104 | Medical hydrocollators
42142104 | Medical hydrocollators or accessories
42142105 | Therapeutic heating or cooling units or systems
42142105 | Therapeutic heating or cooling units or systems
42142106 | Therapeutic heating or cooling blankets or drapes
42142106 | Therapeutic heating or cooling blankets or drapes
42142107 | Therapeutic cryo compression therapy systems
42142107 | Therapeutic cryo compression therapy system and accessories
42142108 | Therapeutic heating or cooling pads or compresses or packs
42142108 | Therapeutic heating or cooling pads or compresses or packs
42142109 | Therapeutic hot or cold therapy mitts
42142109 | Therapeutic hot or cold therapy mitts
42142110 | Therapeutic hot or cold water bottles
42142110 | Therapeutic hot or cold water bottles
42142111 | Therapeutic ice packs or pillows
42142111 | Therapeutic ice packs or pillows
42142112 | Therapeutic paraffin baths
42142112 | Therapeutic paraffin baths or accessories
42142113 | Therapeutic sinus masks
42142113 | Therapeutic sinus masks
42142114 | Therapeutic hot or cold therapy pants
42142114 | Therapeutic hot or cold therapy pants
42142119 | Hypothermia apparatus
42142119 | Hypothermia apparatus
42142120 | Therapeutic cryo compression therapy cuffs
42142120 | Therapeutic cryo compression therapy cuff
42142121 | Moist steam cabinets
42142121 | Moist steam cabinet
42142122 | Hyperthermia monitors | New
42142123 | Cryotherapeutic dry ice sets | New
42142124 | Medical heat lamp accessories | New
42142125 | Medical hydrocollator accessories | New
42142126 | Therapeutic heating or cooling unit or system accessories | New
42142127 | Therapeutic cryo compression therapy system accessories | New
42142128 | Therapeutic paraffin bath accessories | New
42142129 | Medical cold storage chilling unit accessories | New
42142130 | Phototherapy lasers | New
42142131 | Physical therapy moist heat apparatus | New
42142200 | Hydrotherapy products
42142201 | Extremity hydrotherapy baths or tanks
42142201 | Extremity hydrotherapy baths or tanks
42142202 | Full body immersion hydrotherapy baths or tanks
42142202 | Full body immersion hydrotherapy baths or tanks
42142203 | Hydrotherapy bath or tank accessories
42142203 | Hydrotherapy bath or tank accessories
42142204 | Hydrotherapy bath chairs
42142204 | Hydrotherapy bath chairs
42142205 | Hydrotherapy hydromassage beds or tables | New
42142206 | Hydrotherapy bath or tank disinfection systems | New
42142300 | Medical documentation products
42142301 | General use medical labels
42142301 | General use medical labels
42142302 | Medical paper charting systems
42142302 | Medical charting systems components or accessories
42142303 | Patient identification and information products
42142303 | Patient identification and information products
42142304 | Medical chart papers and forms | New
42142305 | Medical paper charting system accessories | New
42142306 | Medical electronic charting systems | New
42142307 | Medical electronic charting system accessories | New
42142400 | Medical suction and vacuum products | Obsolete | See 42293500
42142401 | Medical fluid solidifiers | Obsolete | See 42293519
42142402 | Medical suction cannulas or tubes or accessories | Obsolete | See 42293501 - 42293525
42142403 | Medical suction containers | Obsolete | See 42293501 - 42293525
42142404 | Medical suction or vacuum appliances | Obsolete | See 42293501 - 42293525
42142406 | Medical suction sets or kits | Obsolete | See 42293501 - 42293525
42142407 | Cases for medical suction cannula | Obsolete | See 42293501 - 42293525
42142500 | Injection and aspiration needles and accessories
42142501 | Amniocentesis needles
42142501 | Amniocentesis needles
42142502 | Anesthesia needles
42142502 | Anesthesia needles
42142503 | Arterial needles
42142503 | Arterial needles
42142504 | Biopsy needles
42142504 | Biopsy needles
42142505 | Blood collection needle holders | Obsolete | See 41104138
42142506 | Blunt needles
42142506 | Blunt needles
42142507 | Butterfly needles | Obsolete | See 42142521
42142509 | Epidural anesthesia kit or tray
42142509 | Epidural anesthesia kit or tray
42142510 | Filter needles
42142510 | Filter needles
42142511 | Needle caps or protection devices |  | Accessories - see 42142545
42142511 | Needle caps or protection devices or accessories
42142512 | Fistula needles
42142512 | Fistula needles
42142513 | Radiology procedural needles
42142513 | Radiology procedural needles
42142514 | Spinal anesthesia kits or trays
42142514 | Spinal anesthesia kit or tray
42142515 | Vacuum tube needles | Obsolete | See 42142521
42142516 | Vented needles
42142516 | Vented needles
42142517 | Extension tubes | Obsolete | See 41104107 or 41104108
42142518 | Biopsy aspirator products
42142518 | Biopsy aspirator products or accessories
42142519 | Needle guides
42142519 | Needle guides
42142520 | Dispensing pins or needles
42142520 | Dispensing pins
42142521 | Blood collection needles
42142521 | Blood collection needle
42142522 | Surgical needles for ears or noses or throats | Obsolete | See 42143529 or 42143533
42142523 | Hypodermic needle
42142523 | Hypodermic needle
42142524 | Etching needles or sets | Obsolete | No replacement
42142525 | Irrigation needles
42142525 | Irrigation needles
42142526 | Needle protectors | Obsolete | See 42142511 or 42142545
42142527 | Needle cleaning wires
42142527 | Needle cleaning wires
42142528 | Sternum puncture needles or sets
42142528 | Sternum puncture needles or sets
42142529 | Needle trays or holders
42142529 | Needle trays or holders
42142530 | Diagnostic procedure needles
42142530 | Diagnostic procedure needles
42142531 | Needle or blade or sharps disposal containers or carts
42142531 | Needle or blade or sharps disposal container or cart
42142532 | Pericardiocentesis needles or kits |  | Accessories - see 42142542
42142532 | Pericardiocentesis needles or kits or accessories
42142533 | Needle for intravenous or arterial administration ports
42142533 | Needle for intravenous or arterial administration ports
42142534 | Intraosseous needles
42142534 | Intraosseous needle
42142535 | Anesthesia nerve block trays or needles
42142535 | Anesthesia nerve block tray or needle
42142536 | Thoracentesis or paracentesis needles and catheters
42142536 | Thoracentesis or paracentesis needle and catheter
42142537 | Thoracentesis sets or trays
42142537 | Thoracentesis set or tray
42142538 | Paracentesis sets or trays
42142538 | Paracentesis set or tray
42142539 | Dialysis needles | New
42142540 | Implanted intraosseous ports | New
42142541 | Spinal aspiration needles | New
42142542 | Pericardiocentesis needle or kit accessories | New
42142543 | Biopsy aspirator product accessories | New
42142544 | Vein stabilization devices | New
42142545 | Needle cap or protection device accessories | New
42142600 | Syringes and accessories
42142601 | Medical aspiration or irrigation syringes
42142601 | Medical aspiration or irrigation syringes
42142602 | Medical bulb syringes
42142602 | Medical bulb syringes
42142603 | Medical cartridge syringes
42142603 | Medical cartridge syringes
42142604 | Medical catheter tip syringes
42142604 | Medical catheter tip syringes
42142605 | Medical ear syringes
42142605 | Medical ear syringes
42142606 | Medical metered delivery syringes
42142606 | Medical metered delivery syringes
42142607 | Medical micro syringes
42142607 | Medical micro syringes
42142608 | Medical syringes without needle
42142608 | Medical syringe without needle
42142609 | Medical syringes with needle
42142609 | Medical syringe with needle
42142610 | Oral liquid medication syringes
42142610 | Oral liquid medication syringes
42142611 | Tuberculin syringes
42142611 | Tuberculin syringes
42142612 | Irrigation syringe sets
42142612 | Irrigation syringe sets
42142613 | Injection guns |  | Accessories - see 42142625
42142613 | Injection guns
42142614 | Hypodermic injection apparatus |  | Accessories - see 42142623
42142614 | Hypodermic injection apparatus or accessories
42142615 | Syringe accessories
42142615 | Syringe accessories
42142616 | Blood collection syringes
42142616 | Blood collection syringes
42142617 | Fountain syringes
42142617 | Fountain syringes
42142618 | Blood gas analysis syringe kits
42142618 | Blood gas analysis syringe kits
42142619 | Prefilled flush syringes
42142619 | Prefilled flush syringe
42142620 | Intraosseous needle drivers or injection guns
42142620 | Intraosseous needle driver or injection gun
42142621 | Aspirating guns | New | Accessories - see 42142626
42142622 | Vein location devices or lights | New
42142623 | Hypodermic injection apparatus accessories | New
42142624 | Injection pens | New
42142625 | Injection gun accessories | New
42142626 | Aspirating gun accessories | New
42142700 | Urological supplies
42142701 | Suprapubic urinary catheters or kits
42142701 | Suprapubic urinary catheters
42142702 | Urethral urinary catheters
42142702 | Urethral urinary catheters
42142703 | Urinary catheter plugs or clamps
42142703 | Urinary catheter plugs or clamps
42142704 | Urinary drainage bags or meters
42142704 | Urinary drainage bags or meters
42142705 | Urinary drainage bag straps or fasteners
42142705 | Urinary drainage bag straps or fasteners
42142706 | Urological procedure trays or packs or kits
42142706 | Urological procedure trays or packs or kits
42142707 | Urinary irrigation tubings
42142707 | Urinary irrigation tubings
42142708 | Urological instrument adapters
42142708 | Urological instrument adapters
42142709 | Nephrostomy sets |  | Accessories - see new codes in this group
42142709 | Nephrostomy sets or accessories
42142710 | Urinary drainage tubes |  | Accessories - see 42142730
42142710 | Urinary drainage tubes or accessories
42142711 | Urethral sound sets | Obsolete | See 42293603 or 42293605
42142712 | Stone remover sets |  | Accessories - see new codes in this group
42142712 | Stone remover sets or accessories
42142713 | Urological sheaths or sets
42142713 | Urological sheaths or sets
42142714 | Urological percolators
42142714 | Urological percolators
42142715 | Urinary catheterization kits
42142715 | Urinary catheterization kit
42142716 | Pessary devices
42142716 | Pessary device
42142717 | Nephrostomy catheters or drains
42142717 | Nephrostomy catheter or drain
42142718 | Penile support and lengthening devices
42142718 | Penile support and lengthening device
42142719 | Urethrotomes
42142719 | Urethrotome
42142720 | Male external urinary catheters
42142720 | Male external urinary catheter
42142721 | Urological guidewires or glidewires
42142721 | Urological guidewire or glidewire
42142722 | Ureteral stone migration prevention gels | New
42142723 | Incontinence clamps | New
42142724 | Punch catheter instruments | New
42142725 | External urethral occluders | New
42142726 | Ileal conduit catheters | New
42142727 | External incontinence stimulators | New
42142728 | Urological strainers | New
42142729 | Nephrostomy set accessories | New
42142730 | Urinary drainage tube accessories | New
42142731 | Stone remover set accessories | New
42142732 | Male external urinary catheter accessories | New
42142733 | Ureteral catheter or catheter set | New
42142734 | Urological evacuators | New
42142735 | Ureteral catheter accessories | New
42142736 | Urological surgical catheters | New
42142800 | Vascular and compression therapy equipment and supplies
42142801 | Vascular sequential compression devices or tubing
42142801 | Vascular sequential compression devices or tubing
42142802 | Vascular or compression apparel or support
42142802 | Vascular or compression apparel or support
42142900 | Vision correction or cosmetic eyewear and related products
42142901 | Eyeglasses
42142901 | Eyeglasses
42142902 | Eyeglass lenses
42142902 | Eyeglass lenses
42142903 | Eyeglass frames
42142903 | Eyeglass frames
42142904 | Eyeglass hardware
42142904 | Eyeglass hardware
42142905 | Sunglasses
42142905 | Sunglasses
42142906 | Eyeglass cases
42142906 | Eyeglass cases
42142907 | Eyeglass cleaning cloths
42142907 | Eyeglass cleaning cloths
42142908 | Eyeglass cleaning kits
42142908 | Eyeglass cleaning kits
42142909 | Eyeglass retainers
42142909 | Eyeglass retainers
42142910 | Contact lens cases
42142910 | Contact lens cases
42142911 | Contact lens inserters or removers
42142911 | Contact lens inserters or removers
42142912 | Contact lens radius gauges
42142912 | Contact lens radius gauges
42142913 | Contact lenses
42142913 | Contact lenses
42142914 | Contact lens cleaning or moisturizing solutions
42142914 | Contact lens cleaning or moisterizing solution
42142915 | Contact lens maintenance kits | New
42142916 | Ophthalmic lens gauges | New
42142917 | Electronic vision aids | New
42142918 | Optical vision aids | New
42142919 | Thermal soft-lens sterilizers | New
42142920 | Contact lens disinfection and neutralization disks | New
42142921 | Eyeglass fitting and adjustment set cases | New
42142922 | Eyeglasses guards | New
42142923 | Hand-held magnifiers | New
42142924 | Ophthalmic vision image intensification aids | New
42142925 | Hand-held telescopes | New
42142926 | Eyeglass microscopes | New
42142927 | Eyeglass telescopes | New
42142928 | Eyeglass magnifiers | New
42142929 | Ophthalmic bar readers | New
42142930 | Eyeglass fronts | New
42142931 | Eyeglass temples | New
42142932 | Eyeglass frame straps | New
42143100 | Obstetrical and gynecological equipment and supplies
42143101 | Intrauterine catheters or catheterization kits
42143101 | Intrauterine catheters or catheterization kits
42143102 | Uterine devices
42143102 | Uterine devices or accessories
42143103 | Contraceptive devices for female users
42143103 | Contraceptive devices or accessories for female users
42143104 | Amniocentesis kits
42143104 | Amniocentesis kits or accessories
42143105 | Obstetrical extraction units
42143105 | Obstetrical extraction units or accessories
42143106 | Gynecology drainage kits |  | Accessories see 42143125
42143106 | Gynecology drainage kits or accessories
42143107 | Perinometers
42143107 | Perinometer
42143108 | Abdominal decompression chambers
42143108 | Abdominal decompression chamber
42143109 | Contraceptive device removers | New
42143110 | Perineal heaters | New
42143111 | Fetal blood samplers or collecting kits | New
42143112 | Obstetrical vacuum delivery systems | New
42143113 | Obstetric-gynecologic tubal occlusion valves | New
42143114 | Obstetrics-gynecology abdominal decompression chambers | New
42143115 | Uterine manipulators or injectors | New
42143116 | Intrauterine pressure monitoring catheters | New
42143117 | Uterine device accessories | New
42143118 | Transcervical intrauterine kits | New
42143119 | Contraceptive device accessories for female users | New
42143120 | Acute care fetal or maternal monitoring units | New
42143121 | Fetal scalp electrodes | New
42143122 | Amniocentesis kit accessories | New
42143123 | Fetal electroencephalographic monitors | New
42143124 | Obstetrical extraction unit accessories | New
42143125 | Gynecology drainage kit accessories | New
42143126 | Obstetrical vacuum delivery system accessories | New
42143127 | Acute care fetal or maternal monitoring unit accessories | New
42143128 | Fetal acoustic stimulators | New
42143129 | Fetal monitoring transducers | New
42143130 | Intrauterine pressure monitoring cables | New
42143131 | Intrauterine pressure monitors | New
42143132 | Intrauterine pressure recorders | New
42143133 | Intrauterine pressure transducers | New
42143134 | Culdocentesis kits | New
42143135 | Amniocentesis hooks | New
42143200 | Fertility and Sterility treatment equipment and supplies
42143201 | Semen preparation kits |  | Accessories - see 42143212
42143201 | Semen preparation kits or accessories
42143202 | Impotence treatment products or kits or accessories | Obsolete | No replacement
42143203 | Artificial insemination catheters
42143203 | Artificial insemination catheter
42143204 | Embryo transfer catheters
42143204 | Embryo transfer catheter
42143205 | Assisted reproduction needles | New
42143206 | Assisted reproduction laser systems | New
42143207 | Assisted reproduction sperm selection systems | New
42143208 | Intrauterine insemination cannulae | New
42143209 | Assisted reproduction accessories | New
42143210 | Conception-assist kits | New
42143211 | Medical proconception kits | New
42143212 | Semen preparation kit accessories | New
42143213 | Testicular hypothermia devices | New
42143300 | Chemotherapy equipment and supplies
42143301 | Chemotherapy administration sets or kits
42143301 | Chemotherapy administration sets or kits
42143302 | Chemotherapy prep mats
42143302 | Chemotherapy prep mat
42143303 | Chemotherapy transport bags
42143303 | Chemotherapy transport bag
42143304 | Chemotherapy preparation pads
42143304 | Chemotherapy preparation pad
42143305 | Chemotherapy electrical extension leads | New
42143306 | Chemotherapy ambulatory infusion pumps | New
42143307 | Chemotherapy biological safety cabinets | New
42143308 | Chemotherapy bladder instillation equipment | New
42143309 | Chemotherapy cool boxes | New
42143310 | Extravasation packs | New
42143311 | Chemotherapy drip stands | New
42143400 | Hyperhidrosis control equipment and supplies
42143401 | Sweat control equipment
42143401 | Sweat control equipment or accessories
42143402 | Iontophoresis system accessories | New
42143403 | Iontophoresis systems | New
42143404 | Sweat control equipment accessories | New
42143500 | Ear nose and throat ENT treatment products and accessories
42143501 | Earmold cleaning aids
42143501 | Earmold cleaning aids
42143502 | Nasal irrigation devices
42143502 | Nasal irrigation devices or accessories
42143503 | Nasal bleeding control devices or balloons
42143503 | Nasal bleeding control devices or balloons
42143504 | Earmolds or its accessories
42143504 | Earmolds or its accessories
42143505 | Earmold repair kits
42143505 | Earmold repair kits
42143506 | Eustachian filiform sets
42143506 | Eustachian filiform sets
42143507 | Medication ear packs
42143507 | Medication ear packs
42143508 | Ear windhoods
42143508 | Ear windhoods
42143509 | Earmold glues or cements
42143509 | Earmold glues or cements
42143510 | Ear windshield screens
42143510 | Ear windshield screens
42143511 | Cerumen hooks
42143511 | Cerumen hooks
42143512 | Ear wicks
42143512 | Ear wicks
42143513 | Otological instruments
42143513 | Otological instruments or accessories
42143514 | Ear wash systems
42143514 | Ear wash system
42143515 | Ear nose throat ENT examining or treatment units | New
42143516 | Ear nose throat ENT examining unit accessories and related products | New
42143517 | Ear electrodes | New
42143518 | Tinnitus maskers | New
42143519 | Ear dressing kits | New
42143520 | Ear examination lights | New
42143521 | Ear hooks | New
42143522 | Ear nose throat ENT instruments antichoke devices | New
42143523 | Ear plugs | New
42143524 | Ear plug measuring devices | New
42143525 | Nasal septal buttons | New
42143526 | Ear nose throat ENT examining mirrors | New
42143527 | Ear nose throat ENT examining mirror accessories | New
42143528 | Nasal irrigation device accessories | New
42143529 | Otological instrument accessories | New
42143530 | Earmold accessories | New
42143531 | Medical air syringe ear tips | New
42143532 | Medical air syringes | New
42143533 | Ear nose and throat ENT irrigation or aspiration supplies | New
42143600 | Restraints and accessories
42143601 | Restraint vests and jackets
42143601 | Restraint vests and jackets
42143602 | Torso and belt restraints
42143602 | Torso and belt restraints
42143603 | Extremity restraints
42143603 | Extremity restraints
42143604 | Non EMS head restraints
42143604 | Non EMS head restraints
42143605 | Restraint straps or buckles or supplies
42143605 | Restraint straps or buckles or accessories or supplies
42143606 | Full body restraints
42143606 | Full body restraints
42143607 | Patient motion sensors or alarms |  | Accessories - see new codes in this group
42143607 | Patient motion sensors or alarms or accessories
42143608 | Patient stabilization or fall prevention devices |  | Accessories - see new codes in this group
42143608 | Patient stabilization or fall prevention devices or accessories
42143609 | Patient restraint boards |  | Accessories - see new codes in this group
42143609 | Patient restraint boards or accessories
42143610 | Patient motion sensor or alarm accessories | New
42143611 | Patient stabilization or fall prevention device accessories | New
42143612 | Patient restraint board accessories | New
42143700 | Phototherapy systems and accessories
42143701 | Phototherapy air circulators |  | Accessories - see new codes in this group
42143701 | Phototherapy air circulators or accessories
42143702 | Phototherapy blankets
42143702 | Phototherapy blankets
42143703 | Phototherapy bulbs
42143703 | Phototherapy bulbs
42143704 | Phototherapy light mats
42143704 | Phototherapy light mats
42143705 | Phototherapy patient protection devices
42143705 | Phototherapy patient protection devices
42143706 | Phototherapy power units
42143706 | Phototherapy power units
42143707 | Phototherapy warmer beds |  | Accessories - see new codes in this group
42143707 | Phototherapy warmer beds or accessories
42143708 | Phototherapy vests
42143708 | Phototherapy vest
42143709 | Visible light radiators
42143709 | Visible light radiator
42143710 | Phototherapy dosing alarms and timers | New
42143711 | Phototherapy radiometers | New
42143712 | Phototherapy air circulator accessories | New
42143713 | Phototherapy units | New
42143714 | Phototherapy warmer bed accessories | New
42143800 | Urological pressure measurement instruments and supplies and equipment
42143801 | Cystometry systems |  | Accessories - see new codes in this group
42143801 | Cystometry systems or accessories
42143802 | Cystometry transducers
42143802 | Cystometry transducers
42143803 | Urodynamic catheters
42143803 | Urodynamic catheters
42143804 | Cavernosometry sets | New
42143805 | Urodynamic electrodes | New
42143806 | Urodynamic tubes | New
42143807 | Urodynamic ground cables | New
42143808 | Cystometry system accessories | New
42143809 | Urodynamic catheter accessories | New
42143810 | Urological pressure measurement catheters | New
42143900 | Fecal incontinence products
42143901 | Fecal incontinence collection bags
42143901 | Fecal incontinence collection bag or accessory
42143902 | Fecal management systems or kits
42143902 | Fecal management system or kit
42143903 | Colon catheters or rectal tubes
42143903 | Colon catheter or rectal tube
42143904 | Fecal incontinence anal manometer assessments | New
42143905 | Fecal incontinence collection bag accessories | New
42144000 | External hearing device parts and accessories
42144001 | Implanted hearing device external sound processors
42144001 | Implanted hearing device external sound processor
42144002 | Implanted hearing device external cables
42144002 | Implanted hearing device external cable
42144003 | Implanted hearing device external sound processor earphones
42144003 | Implanted hearing device external sound processor earphones
42144004 | Implanted hearing device external magnets
42144004 | Implanted hearing device external magnet
42144005 | Implanted hearing device external microphones
42144005 | Implanted hearing device external microphone
42144006 | Implanted hearing device external accessories
42144100 | Pleural cavity drain products
42144101 | Pleural cavity drainage units or containers |  | Accessories - see 42144104
42144101 | Pleural cavity drainage unit or container or accessories
42144102 | Chest tubes
42144102 | Chest tube
42144103 | Chest tube kits
42144103 | Chest tube kit
42144104 | Pleural cavity drainage unit or container accessories | New
42144200 | Acupuncture equipment
42144201 | Acupuncture needles
42144201 | Acupuncture needle
42144202 | Acupuncture magnet pellets or seeds
42144202 | Acupuncture magnet pellet or seed
42144203 | Acupressure bracelets
42144203 | Acupressure bracelet
42144204 | Acupressure massage rods | New
42144205 | Acupuncture cupping sets | New
42144206 | Acupuncture machines or units | New
42144207 | Acupuncture machine or unit accessories | New
42144208 | Acupuncture accessories | New
42144209 | Acupuncture cupping set accessories | New
42144300 | External counterpulsation ECP products
42144301 | External counterpulsation ECP systems
42144301 | External counterpulsation ECP system
42144302 | External counterpulsation ECP cuff or pants
42144302 | External counterpulsation ECP cuff or pants
42144401 | Tracheostomy and nasal suctioning kits | New
42144402 | Artificial airway suction kits | New
42144403 | Artificial airway tube suction catheters | New
42144404 | Non-bronchoscope bronchoalveolar lavage catheters | New
42144405 | Suction catheter accessories | New
42144406 | Suction catheters | New
42144407 | Tracheal suction sets | New
42144408 | Tracheobronchial suction catheter kits | New
42144409 | Tracheobronchial suction catheters | New
42144501 | Clitoral engorgement devices | New
42144502 | Impotence treatment products or kits | New
42144503 | Impotence treatment product or kit accessories | New
42144504 | Male impotence ring confidence sets | New
42144505 | Mechanical/hydraulic impotence devices | New
42144506 | Penile erection device kits | New
42144507 | Penile erection inducer systems | New
42150000 | Dental equipment and supplies
42151500 | Cosmetic dentistry equipment and supplies
42151501 | Cosmetic dentistry curing lights |  | Accessories - see 42151510
42151501 | Cosmetic dentistry curing lights or accessories
42151502 | Cosmetic dentistry mixing wells
42151502 | Cosmetic dentistry mixing wells
42151503 | Crowns or crown forms
42151503 | Crowns or crown forms
42151504 | Dental veneers
42151504 | Dental veneer
42151505 | Tooth etching supplies
42151505 | Tooth etching supplies
42151506 | Tooth whitening or bleaching supplies
42151506 | Tooth whitening or bleaching supplies
42151507 | Dental shades
42151507 | Dental shades
42151508 | Cement dissolving solutions | New
42151509 | Dental shade guides | New
42151510 | Cosmetic dentistry curing light accessories | New
42151511 | Bridges components or accessories | New
42151512 | Bridges or bridge forms | New
42151600 | Dental and subspecialty instruments and devices
42151601 | Attachments or replacement parts for dental instruments | Obsolete | See options under 42151684 to 42151697
42151602 | Bands for dental matrix | Obsolete | See options under 42151684 to 42151697
42151603 | Calcium hydroxide placement tools
42151603 | Calcium hydroxide placement tools
42151604 | Composite placement tools
42151604 | Composite placement tools
42151605 | Crown or bridge removers
42151605 | Crown or bridge removers
42151606 | Dental carvers
42151606 | Dental amalgam carvers
42151607 | Dental instrument cassettes | Obsolete | See options under 42151684 to 42151697
42151608 | Dental instrument trays or tubs | Obsolete | See options under 42151684 to 42151697
42151609 | Dental instruments mats | Obsolete | See options under 42151684 to 42151697
42151610 | Dental nippers
42151610 | Dental nippers
42151611 | Dental operative brushes
42151611 | Dental operative brushes
42151612 | Dental retractors
42151612 | Dental retractors
42151613 | Dental burnishers
42151613 | Dental burnishers
42151614 | Dental burs
42151614 | Dental burs
42151615 | Dental cryosurgical units
42151615 | Dental cryosurgical units
42151616 | Dental depth gauges
42151616 | Dental depth gauges
42151617 | Dental drills |  | Drill bits - see 42152908
42151617 | Dental drills or drill bits
42151618 | Dental elevators
42151618 | Dental elevators
42151619 | Dental excavators
42151619 | Dental excavators
42151620 | Dental files or rasps
42151620 | Dental files or rasps
42151621 | Dental filler contouring instruments
42151621 | Dental filler contouring instruments
42151622 | Dental finger protectors | Obsolete | See options under 42151684 to 42151697
42151623 | Dental forceps
42151623 | Dental forceps
42151624 | Dental handpieces
42151624 | Dental hand pieces or accessories
42151625 | Dental hygiene instruments
42151625 | Dental hygiene instruments
42151626 | Dental instrument sharpening accessories | Obsolete | See options under 42151684 to 42151697
42151627 | Dental mirrors or mirror handles
42151627 | Dental mirrors or mirror handles
42151628 | Dental mixing slabs
42151628 | Dental mixing slabs
42151629 | Dental organizers
42151629 | Dental organizers
42151630 | Dental placement instruments
42151630 | Dental placement instruments
42151631 | Dental probes or explorers
42151631 | Dental probes
42151632 | Dental reamers
42151632 | Dental reamers
42151633 | Dental retraction cord packing instruments
42151633 | Dental retraction cord packing instruments
42151634 | Dental root tip picks
42151634 | Dental root tip picks
42151635 | Dental saliva ejectors or oral suction devices
42151635 | Dental saliva ejectors or oral suction devices or supplies
42151636 | Dental scalers
42151636 | Dental scalers or accessories
42151637 | Dental scales
42151637 | Dental scales
42151638 | Dental scissors
42151638 | Dental scissors
42151639 | Dental spatulas
42151639 | Dental spatulas
42151640 | Dental tweezers
42151640 | Dental tweezers
42151641 | Dental wax carvers
42151641 | Dental wax carvers
42151642 | Gingivectomy knives
42151642 | Gingivectomy knives
42151643 | Dental margin trimmers
42151643 | Dental margin trimmers
42151644 | Dental mouth props
42151644 | Dental mouth props
42151645 | Preassembled reusable dental operative kits or trays | Obsolete | See options under 42151684 to 42151697
42151646 | Protective devices for teeth
42151646 | Protective devices for teeth
42151647 | Dental absorbent holders
42151647 | Dental absorbent holders
42151648 | Dental calipers
42151648 | Dental calipers
42151650 | Dental fracture detecting tools
42151650 | Dental fracture detecting tools
42151651 | Dental tooth separators
42151651 | Dental tooth separators
42151652 | Dental pin drivers
42151652 | Dental pin drivers
42151653 | Dental pin benders
42151653 | Dental pin benders
42151654 | Dental guides
42151654 | Dental guides
42151655 | Dental pulp or vitality testers
42151655 | Dental pulp or vitality testers
42151656 | Dental spreaders
42151656 | Dental spreaders
42151657 | Dental tubings or accessories | Obsolete | See options under 42151684 to 42151697
42151658 | Dental floss threaders
42151658 | Dental floss threaders
42151659 | Ripping tooth parts kit | Obsolete | See options under 42151684 to 42151697
42151660 | Dental applicators or absorbents
42151660 | Dental applicators or absorbents
42151661 | Dental instrument cases or bags
42151661 | Dental instrument cases or bags
42151662 | Dental anesthesia electrodes or refills | Obsolete | See options under 42151684 to 42151697
42151663 | Dental wedges or sets | Obsolete | See options under 42151684 to 42151697
42151664 | Dental cutting or separating discs | Obsolete | See options under 42151684 to 42151697
42151665 | Dental gages
42151665 | Dental gages or accessories
42151666 | Dental buccal holders | Obsolete | See 42152905
42151667 | Dental matrices or sets | Obsolete | See options under 42151684 to 42151697
42151668 | Instrument rolls for dental instruments or accessories | Obsolete | See options under 42151684 to 42151697
42151669 | Dental dehydrators
42151669 | Dental dehydrators
42151670 | Dental heat carriers
42151670 | Dental heat carriers
42151671 | Refills or refill kits for dental post systems | Obsolete | See options under 42151684 to 42151697
42151672 | Dental expanders
42151672 | Dental expanders
42151673 | Dental mallets
42151673 | Dental mallets
42151674 | Dental bur holders | Obsolete | See 42152906
42151675 | Dental restorative kits | Obsolete | See options under 42151684 to 42151697
42151676 | Dental knives
42151676 | Dental knives
42151677 | Dental pressure indicating kits | Obsolete | See options under 42151684 to 42151697
42151678 | Holders for mixing pads or slabs | Obsolete | See 42152925
42151679 | Dental mixing bags | Obsolete | See options under 42151684 to 42151697
42151680 | Endodontic stops or accessories | Obsolete | See options under 42151684 to 42151697
42151681 | Dental anesthesia sets or accessories | Obsolete | See options under 42151684 to 42151697
42151682 | Endodontic broaches
42151682 | Endodontic broach
42151683 | Facebows
42151683 | Facebow
42151684 | Dental filler carriers | New
42151685 | Dental hemostats | New
42151686 | Dental instrument sets | New
42151687 | Dental insulating pens | New
42151688 | Dental osteotomes | New
42151689 | Dental punches | New
42151690 | Dental tongue scrapers | New
42151691 | Endodontic apex locators | New
42151692 | Endodontic root canal guns | New
42151693 | Endodontic root canal preparers | New
42151694 | Gingival fluid measurers | New
42151695 | Hydrokinetic dental systems | New
42151696 | Jet injector guns or systems | New
42151697 | Dental gage accessories | New
42151700 | Dental clinical furniture
42151701 | Dental examination chairs
42151701 | Dental examination chairs or related parts or accessories
42151702 | Dental stools
42151702 | Dental stools
42151703 | Dental cabinets |  | Accessories - see new codes in this group
42151703 | Dental cabinets
42151704 | Dental tables |  | Accessories - see new codes in this group
42151704 | Dental tables or accessories
42151705 | Dental procedure combination furniture or sets |  | Accessories - see new codes in this group
42151705 | Combination furniture sets for dental procedures
42151706 | Dental examination chair related parts or accessories | New
42151707 | Dental cabinet accessories | New
42151708 | Dental table accessories | New
42151709 | Dental procedure combination furniture or set accessories | New
42151800 | Dental fillers and finishing and polishing supplies
42151801 | Amalgam carriers
42151802 | Dental material pluggers or tips |  | Accessories - see 42151817
42151802 | Dental material pluggers or tips or accessories
42151803 | Dental amalgam capsules
42151803 | Dental amalgam capsules
42151804 | Dental cord packers
42151804 | Dental cord packers
42151805 | Dental finishing or polishing discs
42151805 | Dental finishing or polishing discs
42151806 | Dental finishing or polishing strips
42151806 | Dental finishing or polishing strips
42151807 | Dental finishing or polishing tips
42151807 | Dental finishing or polishing tips
42151808 | Dental burnishing compounds
42151808 | Dental burnishing compounds
42151809 | Dental squeeze cloths
42151809 | Dental squeeze cloths
42151810 | Dental finishing or polishing kits
42151810 | Dental finishing or polishing kits
42151811 | Dental polishing cups or sets
42151811 | Dental polishing cups or sets
42151812 | Springs for dental grinding or polishing machines
42151812 | Springs for dental grinding or polishing machines
42151813 | Dental filling tubes
42151813 | Dental filling tubes
42151814 | Chuck adapters for dental grinding or polishing machines
42151814 | Chuck adapters for dental grinding or polishing machines
42151815 | Cones for dental grinding or polishing machines
42151815 | Cones for dental grinding or polishing machines
42151816 | Gold foil carriers
42151817 | Dental material plugger or tip accessories | New
42151818 | Dental condensers | New
42151900 | Dental hygiene and preventive care equipment and supplies
42151901 | Dental plate or denture brushes
42151901 | Dental plate or denture brushes
42151902 | Dental prophylaxis kits
42151902 | Dental prophylaxis kits
42151903 | Denture cups or containers
42151903 | Denture cups or containers
42151904 | Disclosing solutions or tablets
42151904 | Disclosing solutions or tablets
42151905 | Fluoride gels or rinses
42151905 | Fluoride gels or rinses
42151906 | Fluoride tablets or drops
42151906 | Fluoride tablets or drops
42151907 | Dental prophylaxis tanks
42151907 | Dental prophylaxis tanks
42151908 | Denture flasks or sets
42151908 | Denture flasks or sets
42151909 | Preventive dentistry pastes or kits
42151909 | Preventive dentistry pastes or kits
42151910 | Teeth cleaning devices |  | Accessories - see new codes in this group
42151910 | Teeth cleaning devices or accessories
42151911 | Dental tissue conditioner sets
42151911 | Dental tissue conditioner sets
42151912 | Endodontic sprays
42151912 | Endodontic sprays
42151913 | Dental fluoride trays | New
42151914 | Teeth cleaning device accessories | New
42152000 | Dental imaging equipment and supplies
42152001 | Bite wing holders
42152001 | Bite wing holders
42152002 | Dental bite blocks or wings or tabs
42152002 | Dental bite blocks or wings or tabs
42152003 | Dental film processors
42152003 | Dental film processors
42152004 | Dental radiology film hangers
42152004 | Dental radiology film hangers
42152005 | Dental radiology film holders
42152005 | Dental radiology film holders
42152006 | Dental radiology film mounts
42152006 | Dental radiology film mounts
42152007 | Dental x ray duplicators
42152007 | Dental x ray duplicators
42152008 | Dental x ray units
42152008 | Dental x ray units
42152009 | Dental x ray viewers |  | Accessories - see new codes in this group
42152009 | Dental x ray viewers or accessories
42152010 | Dental radiology films
42152010 | Dental radiology film
42152011 | Dental x ray film adapters
42152011 | Dental x ray film adapters
42152012 | Dental x ray apparatus parts or kits or accessories
42152012 | Dental x ray apparatus parts or kits or accessories
42152013 | Dental radiography film analyzers
42152013 | Dental radiography film analyzers
42152014 | Dental radioactive tracers
42152014 | Dental radioactive tracers
42152015 | Dental shade scanners | New
42152016 | Dental x ray viewer accessories | New
42152017 | Dental cone beams | New
42152018 | Caries electrical detection devices | New
42152100 | Dental impression and forming equipment and supplies
42152101 | Dental casting rings or related supplies
42152101 | Dental casting rings or related supplies
42152102 | Dental formers
42152102 | Dental formers
42152103 | Dental impression tray adhesives
42152103 | Dental impression tray adhesives
42152104 | Dental impression tray cleaners
42152104 | Dental impression tray cleaners
42152105 | Dental impression trays
42152105 | Dental impression trays
42152106 | Dental plaster knives
42152106 | Dental plaster knives
42152107 | Dental waxing instruments
42152107 | Dental waxing instruments
42152108 | Dental impression material syringes
42152108 | Dental impression material syringes or accessories
42152109 | Dental impression material water baths
42152109 | Dental impression material water baths or accessories
42152110 | Dental marking devices
42152110 | Dental marking devices
42152111 | Dental impression material hardeners
42152111 | Dental impression material hardeners
42152112 | Dental drying instruments |  | Accessories - see new codes in this group
42152112 | Dental drying instruments or accessories
42152113 | Denture base forming kits
42152113 | Denture base forming kits
42152114 | Dental impression materials delivery kits |  | Accessories - see new codes in this group
42152114 | Dental impression materials delivery kits
42152115 | Dental impression baskets or bins
42152115 | Dental impression baskets
42152116 | Dental burnout casting posts | New
42152117 | Denture ruga patterns | New
42152118 | Dental drying instrument accessories | New
42152119 | Dental impression material syringe accessories | New
42152120 | Dental impression material water bath accessories | New
42152200 | Dental laboratory and sterilization equipment and supplies
42152201 | Dental foils
42152201 | Dental foils
42152202 | Dental laboratory air abrasion units
42152202 | Dental laboratory air abrasion units
42152203 | Dental laboratory burners or torches
42152203 | Dental laboratory burners or torches
42152204 | Dental laboratory casting machines |  | Accessories - see new codes in this group
42152204 | Dental laboratory casting machines or its parts or accessories
42152205 | Dental laboratory curing units
42152205 | Dental laboratory curing units
42152206 | Dental laboratory dies
42152206 | Dental laboratory dies
42152207 | Dental laboratory dust collectors
42152207 | Dental laboratory dust collectors
42152208 | Dental laboratory engines |  | Accessories - see new codes in this group
42152208 | Dental laboratory engines or accessories
42152209 | Dental laboratory furnaces
42152209 | Dental laboratory furnaces
42152210 | Dental laboratory gold platers
42152210 | Dental laboratory gold platers or supplies
42152211 | Dental laboratory lathes |  | Accessories - see new codes in this group
42152211 | Dental laboratory lathes or accessories
42152212 | Dental laboratory model trimmers |  | Accessories - see new codes in this group
42152212 | Dental laboratory model trimmers or accessories
42152213 | Dental laboratory models
42152213 | Dental laboratory models
42152214 | Dental laboratory plaster traps
42152214 | Dental laboratory plaster traps
42152215 | Dental laboratory sandblasters
42152215 | Dental laboratory sandblasters or supplies
42152216 | Dental laboratory soldering machines
42152216 | Dental laboratory soldering machines or supplies
42152217 | Dental laboratory vacuum units
42152217 | Dental laboratory vacuum units or supplies
42152218 | Dental laboratory vibrators
42152218 | Dental laboratory vibrators
42152219 | Dental laboratory waxing units
42152219 | Dental laboratory waxing units
42152220 | Dental stones
42152220 | Dental stones
42152221 | Dental laboratory model protectors or cases
42152221 | Dental laboratory model protectors or cases |  | See - 42171921
42152222 | Crucibles for dental casting machines
42152222 | Crucibles for dental casting machines
42152223 | Dental resins processing units |  | Accessories - see new codes in this group
42152223 | Dental resins processing units or accessories
42152224 | Dental laboratory flasks
42152224 | Dental laboratory flasks
42152225 | Dental casting fluxes | New
42152226 | Dental casting mixers | New
42152227 | Dental laboratory air abrasion unit accessories | New
42152228 | Dental laboratory bench blocks | New
42152229 | Dental laboratory ejectors | New
42152230 | Denture grinding and polishing machines | New
42152231 | Denture grinding and polishing machine accessories | New
42152232 | Dental laboratory soldering blowpipes | New
42152233 | Dental laboratory model trimmer accessories | New
42152234 | Dental airbrushes | New
42152235 | Dental laboratory casting machine accessories | New
42152236 | Dental laboratory sandblaster supplies | New
42152237 | Dental laboratory soldering machine supplies | New
42152238 | Dental laboratory vacuum unit supplies | New
42152239 | Dental laboratory engine accessories | New
42152240 | Dental resins processing unit accessories | New
42152241 | Dental laboratory lathe accessories | New
42152242 | Dental laboratory curing unit accessories | New
42152300 | Dental lasers and illumination and fiber optic equipment and supplies
42152301 | Dental lasers
42152301 | Dental lasers
42152302 | Dentoscopes
42152302 | Dentoscopes
42152303 | General dental lights |  | Accessories - see new codes in this group
42152303 | General dental lights or its accessories
42152304 | Intraoral lights
42152304 | Intraoral lights
42152305 | Tripods for dental operating lights | Obsolete | See 42152310
42152306 | Dental fiber optic lights or accessories | Obsolete | See 42152310
42152307 | Dental operating illumination sets | Obsolete | See 42152310
42152308 | Dental ultraviolet detectors | New
42152309 | Caries detection devices | New
42152310 | General dental light accessories | New
42152311 | Caries detection device accessories | New
42152400 | Dental materials
42152401 | Alloys for dental amalgam | Obsolete | See 42152471 - 42152485
42152402 | Athletic mouth protector materials
42152402 | Athletic mouth protector materials
42152403 | Cast cobalt chromium molybdenum alloys for dental implants | Obsolete | See 42152471 - 42152485
42152404 | Combined reversible irreversible hydrocolloid impression materials | Obsolete | See 42152471 - 42152485
42152405 | Crown or bridge plastics
42152405 | Crown or bridge plastics
42152406 | Dental abrasive pastes | Obsolete | See 42152471 - 42152485
42152407 | Dental abrasive powders | Obsolete | See 42152471 - 42152485
42152408 | Dental absorbent points | Obsolete | See 42152471 - 42152485
42152409 | Dental agar impression materials | Obsolete | See 42152471 - 42152485
42152410 | Dental alginate impression materials | Obsolete | See 42152471 - 42152485
42152411 | Dental base metal casting alloys | Obsolete | See 42152471 - 42152485
42152412 | Dental baseplate or casting waxes or shellacs
42152412 | Dental baseplate waxes
42152413 | Dental brazing alloys | Obsolete | See 42152471 - 42152485
42152414 | Dental casting alloys | Obsolete | See 42152471 - 42152485
42152415 | Dental ceramics
42152415 | Dental ceramics
42152416 | Dental duplicating materials | Obsolete | See 42152471 - 42152485
42152417 | Dental ethyl silicate investments | Obsolete | See 42152471 - 42152485
42152418 | Dental gypsum products
42152418 | Dental gypsum products
42152419 | Dental impression paste zinc oxide eugenol materials | Obsolete | See 42152471 - 42152485
42152420 | Dental inlay casting waxes | Obsolete | See 42152471 - 42152485
42152421 | Dental mercury | Obsolete | See 42152471 - 42152485
42152422 | Dental obturating points | Obsolete | See 42152471 - 42152485
42152423 | Dental pit or fissure sealants
42152423 | Dental pit or fissure sealants
42152424 | Dental cements
42152424 | Dental water based cements
42152425 | Denture resins
42152425 | Denture base resins
42152426 | Denture base temporary relining resins | Obsolete | See 42152471 - 42152485
42152427 | Denture cold curing repair resins | Obsolete | See 42152471 - 42152485
42152428 | Direct filling resins | Obsolete | See 42152471 - 42152485
42152429 | Elastomeric dental impression materials | Obsolete | See 42152471 - 42152485
42152430 | Endodontic filling materials | Obsolete | See 42152471 - 42152485
42152431 | Extraoral maxillofacial prosthesis elastomers | Obsolete | See 42152471 - 42152485
42152432 | Gypsum bonded casting Investments for dental gold alloys | Obsolete | See 42152471 - 42152485
42152433 | Intraoral dental radiographic film | Obsolete | See 42152471 - 42152485
42152434 | Dental amalgamators
42152434 | Dental amalgamators
42152435 | Orthodontic elastomeric materials
42152435 | Orthodontic elastomeric materials
42152436 | Phosphate bonded investments | Obsolete | See 42152471 - 42152485
42152437 | Porcelain teeth | Obsolete | See 42152471 - 42152485
42152438 | Refractory die materials
42152438 | Refractory die materials
42152439 | Resilient lining materials for removable dentures | Obsolete | See 42152471 - 42152485
42152440 | Soldering investments | Obsolete | See 42152471 - 42152485
42152441 | Synthetic polymer teeth | Obsolete | See 42152471 - 42152485
42152442 | Unalloyed titanium for dental implants | Obsolete | See 42152471 - 42152485
42152443 | Zinc oxide eugenol and non eugenol cements | Obsolete | See 42152471 - 42152485
42152444 | Gingival retraction liquids
42152444 | Gingival retraction liquid
42152445 | Tooth facing or backing sets
42152445 | Tooth facing or backing sets
42152446 | Dental cavities lining or thinner materials or sets
42152446 | Dental cavities lining or thinner materials or sets
42152447 | Dental stains or supplies
42152447 | Dental stains or supplies
42152449 | Dental impression material catalysts
42152449 | Dental impression material catalysts
42152450 | Dental instrument cleaning compounds
42152451 | Dental pressure indicating compounds
42152451 | Dental pressure indicating compounds
42152452 | Dental paste kits
42152452 | Dental pastes insulating kits or accessories
42152453 | Dental restorative compounds
42152453 | Dental restorative compounds
42152454 | Dental pulp protectors
42152454 | Dental pulp protectors
42152455 | Stands or holders for dental abrasive products | Obsolete | See 42152925
42152456 | Dental masking agents
42152456 | Dental masking agents
42152457 | Dental cementing kits
42152457 | Dental cementing kits
42152458 | Dental die spacers
42152458 | Dental die spacers
42152459 | Endodontic post kits | Obsolete | See 42152471 - 42152485
42152460 | Denture coating compounds
42152460 | Denture coating compounds
42152461 | Coating compounds for dental models
42152461 | Coating compounds for dental models
42152462 | Denture reliner kits
42152462 | Denture reliner kits
42152463 | Dental wax solvents
42152463 | Dental wax solvents
42152464 | Dental implant kits
42152464 | Kits for dental implants
42152465 | Dental lubricants
42152465 | Dental lubricants
42152466 | Material fit checkers
42152466 | Material fit checker
42152468 | Dental impression material mixers
42152468 | Electrically operated alginate dental impression material mixer
42152469 | Electrically operated rubber based dental impression material mixer | Obsolete | See 42152471 - 42152485
42152470 | Orthodontic appliance resins
42152470 | Resin for orthodontic appliance
42152471 | Dental casting pattern wetting agents | New
42152472 | Dental implant overdenture kits | New
42152473 | Dental porcelain bonding ceramic primers | New
42152474 | Dental porcelain bonding luting materials | New
42152475 | Dental porcelain release agents | New
42152476 | Endodontic kits | New
42152477 | Gutta percha | New
42152478 | Denture liners | New
42152479 | Dental alloys | New
42152480 | Dental impression materials | New
42152481 | Dental abrasive pastes and powders | New
42152482 | Dental investments | New
42152483 | Dental points | New
42152484 | Preformed teeth | New
42152485 | Denture adhesives | New
42152500 | General dental supplies
42152501 | Dental preassembled disposable kits or trays
42152501 | Dental preassembled disposable kits or trays
42152502 | Dental bibs
42152502 | Dental bibs
42152503 | Dental dam supplies
42152503 | Dental dam supplies
42152504 | Dental dressings
42152504 | Dental dressings
42152505 | Dental examination chair headrest covers
42152505 | Dental examination chair headrest covers
42152506 | Dental absorbent pellets
42152506 | Dental absorbent pellets
42152507 | Dental rolls
42152507 | Dental rolls
42152508 | Dental syringes or needles or syringes with needles
42152508 | Dental syringes or needles or syringes with needles
42152509 | Disposable dental tray covers
42152509 | Disposable dental tray covers
42152510 | Cases or covers for dental instruments or sets | Obsolete
42152511 | Dental dishes
42152511 | Dental dishes
42152512 | Dental tongs
42152512 | Dental tongs
42152513 | Dental measuring cups
42152513 | Dental measuring cups
42152514 | Dental waste containers or accessories | Obsolete
42152516 | Dental mixing bowls
42152516 | Dental mixing bowls
42152517 | Dental napkin holders or dispensers
42152517 | Dental napkin holders or dispensers
42152518 | Dental materials dispensers
42152518 | Dental materials dispensers
42152519 | Dental syringe accessory kits
42152519 | Dental syringe accessory kits
42152520 | Dental cuspidors
42152520 | Dental cuspidors
42152521 | Pantographs
42152521 | Pantograph
42152522 | Over the counter denture repair kits | New
42152600 | Dental operatory specific supplies
42152601 | Dental operatory articulating papers or related products
42152601 | Dental operatory articulating papers or related products
42152602 | Dental operatory infection control barriers
42152602 | Dental operatory infection control barriers
42152603 | Dental operatory retention pins or related products
42152603 | Dental operatory retention pins or related products
42152604 | Dental operatory retraction cords
42152604 | Dental operatory retraction cords
42152605 | Dental sialography sets
42152605 | Dental sialography sets
42152606 | Dental splints or sets
42152606 | Dental splints or sets
42152607 | Dental instruments rings
42152607 | Dental instruments rings
42152608 | Orthodontic ligature cartridges
42152608 | Orthodontic ligature cartridges
42152609 | Dental grooved pins | New
42152610 | Dental thread-forming pin kits | New
42152700 | Orthodontic and prosthodontic equipment and supplies
42152701 | Dental articulators
42152701 | Dental articulators or accessories
42152702 | Dental hemostatic solutions | Obsolete | See 42152719 - 42152723
42152703 | Dental pins or posts or related supplies | Obsolete | See 42152719 - 42152723
42152704 | Dental retainers
42152704 | Dental retainers
42152705 | Orthodontic appliance clasps
42152705 | Orthodontic appliance clasps
42152706 | Orthodontic brackets
42152706 | Orthodontic brackets
42152707 | Orthodontic buccal tubes
42152707 | Orthodontic buccal tubes
42152708 | Orthodontic coil springs
42152708 | Orthodontic coil springs
42152709 | Orthodontic elastics
42152709 | Orthodontic elastics
42152710 | Orthodontic elastomerics
42152710 | Orthodontic elastomerics
42152711 | Orthodontic expansion screws
42152711 | Orthodontic expansion screws
42152712 | Orthodontic molar bands
42152712 | Orthodontic molar bands
42152713 | Orthodontic pliers
42152713 | Orthodontic pliers
42152714 | Orthodontic retainer cases
42152714 | Orthodontic retainer cases
42152715 | Orthodontic setter bands
42152715 | Orthodontic setter bands
42152716 | Orthodontic stops or locks
42152716 | Orthodontic stops or locks
42152717 | Orthodontic wires
42152717 | Orthodontic wire
42152718 | Orthodontic archwires
42152718 | Orthodontic archwire
42152719 | Dental coil springs | New
42152720 | Dental ligature bands | New
42152721 | Dental lingual bars | New
42152722 | Orthodontic band drivers or pushers or setters | New
42152723 | Dental articulator accessories | New
42152800 | Periodontal equipment and supplies |  | There is a significant number of new codes for this Class, the supplier might want to relook at the codes they have used
42152801 | Periodontal chisels
42152801 | Periodontal chisels
42152802 | Periodontal files
42152802 | Periodontal files
42152803 | Periodontal hoes
42152803 | Periodontal hoes
42152804 | Periodontal implant to bone interface testing instruments
42152804 | Periodontal implant to bone interface testing instruments
42152805 | Periodontium control instruments
42152805 | Periodontium control instruments
42152806 | Periodontal tissue dissectors
42152806 | Periodontal tissue dissectors
42152807 | Periodontal protective pastes
42152807 | Periodontal protective pastes
42152808 | Periodontal curettes
42152808 | Periodontal curettes
42152809 | Periodontal knives
42152809 | Periodontal knives
42152810 | Periodontal membranes
42152810 | Periodontal membranes
42152811 | Periodontal acrylic testing rods | New
42152901 | Attachments or replacement parts for dental instruments | New
42152902 | Bands for dental matrix | New
42152903 | Dental anesthesia accessories | New
42152904 | Dental anesthesia electrodes or refills | New
42152905 | Dental buccal holders | New
42152906 | Dental bur holders | New
42152907 | Dental cutting or separating discs | New
42152908 | Dental drill bits | New
42152909 | Dental finger protectors | New
42152910 | Dental handpiece accessories | New
42152911 | Dental instrument cassettes | New
42152912 | Dental instrument sharpening accessories | New
42152913 | Dental instrument trays or tubs | New
42152914 | Dental instrument mats | New
42152915 | Dental mirror or mirror handle accessories | New
42152916 | Dental mixing bags | New
42152917 | Dental saliva ejector or oral suction device accessories | New
42152918 | Dental scaler accessories | New
42152919 | Dental tubing | New
42152920 | Dental wire holders | New
42152921 | Disk guards | New
42152922 | Electrode gel for pulp testers | New
42152923 | Endodontic root canal gun accessories | New
42152924 | Endodontic stops | New
42152925 | Holders for mixing pads or slabs | New
42152926 | Hydrokinetic dental system accessories | New
42152927 | Instrument rolls for dental instruments or accessories | New
42152928 | Orthodontic vibration device accessories | New
42152930 | Refills or refill kits for dental post systems | New
42152931 | Dental tubing accessories | New
42152932 | Endodontic stop accessories | New
42152933 | Orthodontic vibration device | New
42153001 | Dental anesthesia sets | New
42153002 | Dental matrices or sets | New
42153003 | Dental operative kits or trays | New
42153004 | Dental pressure indicating kits | New
42153005 | Dental restorative kits | New
42153006 | Dental wedges or sets | New
42153007 | Gingivectomy surgical instrument sets | New
42153008 | Glossectomy surgical instrument sets | New
42153009 | Pulpectomy surgical instrument sets | New
42153010 | Pulpotomy surgical instrument sets | New
42153011 | Ripping tooth parts kits | New
42160000 | Dialysis equipment and supplies
42161500 | Peritoneal and equilibrium dialysis equipment and supplies
42161501 | Continuous ambulatory peritoneal dialysis CAPD transfer sets
42161501 | Continuous ambulatory peritoneal dialysis CAPD transfer sets
42161502 | Peritoneal dialysate warmers
42161502 | Peritoneal dialysate warmers
42161503 | Peritoneal dialysis administration sets
42161503 | Peritoneal dialysis administration or catheterization sets
42161504 | Peritoneal dialysis catheter adapters or clamps or connectors
42161504 | Peritoneal dialysis catheter adapters or clamps or connectors
42161505 | Peritoneal dialysis drainage bags or containers
42161505 | Peritoneal dialysis drainage bags or containers
42161506 | Peritoneal dialysis catheters or indwelling access devices
42161506 | Peritoneal dialysis shunts or catheters or indwelling access devices
42161507 | Peritoneal dialysis solutions
42161507 | Peritoneal dialysis solutions
42161508 | Peritoneal dialysis unit straps or harnesses
42161508 | Peritoneal dialysis unit straps or harnesses
42161509 | Peritoneal dialysis units or cyclers
42161509 | Peritoneal dialysis units
42161510 | Peritoneal lavage kits
42161510 | Peritoneal lavage kits
42161511 | Acute peritoneal dialysis procedural sets | New
42161512 | Peritoneal dialysis catheter extensions | New
42161513 | Peritoneal dialysate filters | New
42161514 | Peritoneal semi-automatic dialysate delivery systems | New
42161515 | Peritoneal shunt adaptors | New
42161516 | Peritoneal dialysis catheter storage garments | New
42161517 | Peritoneal dialysis cassettes | New
42161518 | Peritoneal dialysis disconnect caps | New
42161519 | Peritoneal dialysis catheter caps | New
42161520 | Peritoneal dialysis solutions with manual exchange tubing | New
42161600 | Extracorporeal hemodialysis equipment and supplies |  | There is a significant number of new codes for this Class, the supplier might want to relook at the codes they have used
42161601 | Hemodialysis administration kits or sets
42161601 | Hemodialysis administration kit or set
42161602 | Hemodialysis blood bag samplers
42161602 | Hemodialysis blood bag samplers
42161603 | Hemodialysis blood oxygen demand apparatus
42161603 | Hemodialysis blood oxygen demand apparatus
42161604 | Hemodialysis chairs
42161604 | Hemodialysis chairs
42161605 | Hemodialysis dialysate conductivity meters
42161605 | Hemodialysis dialysate conductivity meters
42161606 | Hemodialysis dialysate level detectors
42161606 | Hemodialysis dialysate level detectors
42161607 | Hemodialysis dialysate pressure pumps
42161607 | Hemodialysis dialysate pressure pumps
42161608 | Hemodialysis dialysate solutions
42161608 | Hemodialysis dialysate solutions
42161609 | Hemodialysis dialysate tanks
42161609 | Hemodialysis dialysate tanks
42161610 | Hemodialysis dialysate tubing
42161610 | Hemodialysis dialysate tubing
42161611 | Hemodialysis dialysate warming baths
42161611 | Hemodialysis dialysate warming baths
42161612 | Hemodialysis dialyzer celluloid filters
42161612 | Hemodialysis dialyzer celluloid filters
42161613 | Hemodialysis dialyzer collodion filters
42161613 | Hemodialysis dialyzer collodion filters
42161614 | Hemodialysis dialyzer hollow filament filters
42161614 | Hemodialysis dialyzer hollow filament filters
42161615 | Hemodialysis dialyzer reprocessing systems
42161615 | Hemodialysis dialyzer reprocessing systems
42161616 | Hemodialysis unit air bubble or foam or clot detectors or traps or alarms
42161616 | Hemodialysis unit air bubble or foam or clot detectors or traps or alarms
42161617 | Hemodialysis unit arterial pressure monitors
42161617 | Hemodialysis unit arterial pressure monitors
42161618 | Hemodialysis unit blood line clamps
42161618 | Hemodialysis unit blood line clamps
42161619 | Hemodialysis unit blood port caps
42161619 | Hemodialysis unit blood port caps
42161620 | Hemodialysis unit blood pumps
42161620 | Hemodialysis unit blood pumps
42161621 | Hemodialysis unit dialysate port caps
42161621 | Hemodialysis unit dialysate port caps
42161622 | Hemodialysis unit disinfectants or cleansers
42161622 | Hemodialysis unit disinfectants or cleansers
42161623 | Hemodialysis unit heparin infusion pumps
42161623 | Hemodialysis unit heparin infusion pumps
42161624 | Hemodialysis unit single needle controllers
42161624 | Hemodialysis unit single needle controllers
42161625 | Hemodialysis unit single pass converters
42161625 | Hemodialysis unit single pass converters
42161626 | Hemodialysis unit stands or supports or carts | Obsolete | See 42192410
42161627 | Hemodialysis unit temperature monitors
42161627 | Hemodialysis unit temperature monitors
42161628 | Hemodialysis unit test equipment
42161628 | Hemodialysis unit test equipment
42161629 | Hemodialysis unit transducer filters
42161629 | Hemodialysis unit transducer filters
42161630 | Hemodialysis unit transducer protectors
42161630 | Hemodialysis unit transducer protectors
42161631 | Hemodialysis unit water purification systems
42161631 | Hemodialysis unit water purification systems
42161632 | Hemodialysis units
42161632 | Hemodialysis units
42161633 | Hemodialysis apparatus dialyzer membranes
42161633 | Hemodialysis apparatus dialyzer membranes
42161634 | Hemodialysis procedure trays
42161634 | Hemodialysis procedure trays or accessories
42161635 | Hemodialysis apparatus cartridges
42161635 | Hemodialysis apparatus cartridges
42161636 | Blood leak detectors | New
42161637 | Blood pump inserts | New
42161638 | Central multiple patient dialysate delivery systems | New
42161639 | Dialysate delivery system disinfectants | New
42161640 | Dialysate reagent test strips for disinfectant residuals | New
42161641 | Dialysis standard solution conductivity test kits | New
42161642 | Dialysis ties | New
42161643 | Dialyzer holder sets | New
42161644 | Hemodialysis infusion or syringe pumps | New
42161645 | Hemodialysis catheter cannula connectors | New
42161646 | Hemodialysis declotting trays | New
42161647 | Hemodialysis dialysate coil canisters | New
42161648 | Hemodialysis positioning aids | New
42161649 | Hemodialysis system remote accessories | New
42161650 | Hemodialysis systems for home use | New
42161651 | Hemodialysis unit single needle pump sets | New
42161652 | Hemodialysis water manometers | New
42161653 | Negative-pressure dialysis control stations | New
42161654 | Hemodialysis parallel flow dialyzers | New
42161655 | Physiological pressure transducer protectors | New
42161656 | Hemodialysis proportioning subsystems | New
42161657 | Remote hemodialysis system accessories | New
42161658 | Dialysis tie guns | New
42161659 | Hemodialysis catheters | New
42161660 | Hemodialysis procedure tray accessories | New
42161700 | Hemofiltration equipment and supplies
42161701 | Hemofilters
42161701 | Hemofilter
42161702 | Hemofiltrate collection bags
42161702 | Hemofiltrate collection bags
42161703 | Hemofiltration infusion ports
42161703 | Hemofiltration infusion ports
42161704 | Hemofiltration sampling ports
42161704 | Hemofiltration sampling ports
42161800 | Continuous renal replacement therapy CRRT equipment and supplies
42161801 | Continuous arteriovenous dialysis CAVHD units or related products
42161801 | Continuous arteriovenous dialysis CAVHD units or related products
42161802 | Continuous arteriovenous hemofiltration CAVH units or related products
42161802 | Continuous arteriovenous hemofiltration CAVH units or related products
42161803 | Continuous venovenous hemofiltration or hemodialysis units or related products
42161803 | Continuous venovenous hemofiltration or hemodialysis units or related products
42161804 | Slow continuous ultrafiltration SCUF units or related products
42161804 | Slow continuous ultrafiltration SCUF units or related products
42161805 | Gastroenterology-urology vessel dilators | New
42161806 | Sorbent hemoperfusion apparatus | New
42161900 | Therapeutic apheresis equipment and supplies
42161901 | Therapeutic apheresis procedure kits
42161901 | Therapeutic apheresis procedure kit
42161902 | Therapeutic apheresis anti-stick needles | New
42161903 | Therapeutic apheresis concentration monitors | New
42161904 | Therapeutic apheresis machine bearing holders | New
42161905 | Therapeutic apheresis machine blood bags | New
42161906 | Therapeutic apheresis machine centrifuge collars | New
42161907 | Therapeutic apheresis machine centrifuge latching pins | New
42161908 | Therapeutic apheresis machine centrifuge tubes | New
42161909 | Therapeutic apheresis machine filters | New
42161910 | Therapeutic apheresis machine pump cartridges | New
42161911 | Therapeutic apheresis machine return chamber air detectors | New
42161912 | Therapeutic apheresis machine return chambers | New
42161913 | Therapeutic apheresis machine tubing | New
42161914 | Therapeutic apheresis machine valves | New
42161915 | Therapeutic apheresis machine waste divert lines | New
42161916 | Therapeutic apheresis machines | New
42170000 | Emergency and field medical services products
42171500 | Emergency medical services disaster management products
42171501 | Mobile medical services disaster body pouches
42171501 | Emergency medical services disaster body pouches
42171502 | Mobile medical services triage tags
42171502 | Emergency medical services triage tags
42171503 | Patient holding or evacuation system heater units | New
42171504 | Patient holding or evacuation system heater unit accessories | New
42171505 | Waveform capnography time and volumetric monitors | New
42171600 | Emergency medical services extricating and immobilizing and transporting products
42171601 | Mobile medical services air evacuation stretchers | New
42171601 | Air evacuation stretchers or accessories
42171602 | Mobile medical services ambulance cots | New
42171602 | Ambulance cots or accessories
42171603 | Mobile medical service anti shock garments | New
42171603 | Anti shock garments
42171604 | Mobile medical services basket stretchers | New
42171604 | Basket stretchers or accessories
42171605 | Mobile medical services cinch rescue loops | New
42171605 | Cinch rescue loops
42171606 | Mobile medical services air splints
42171606 | Emergency medical services air splints
42171607 | Mobile medical services cervical or extrication collars
42171607 | Emergency medical services cervical or extrication collars
42171608 | Mobile medical services head immobilizers
42171608 | Emergency medical services head immobilizers
42171609 | Mobile medical services restraint or spine board straps
42171609 | Emergency medical services restraint or spine board straps
42171610 | Mobile medical services torso immobilizers
42171610 | Emergency medical services torso immobilizers
42171611 | Mobile response litters
42171611 | Emergency response litters or stretchers or accessories
42171612 | Mobile medical services scoop stretchers
42171612 | Scoop stretchers or accessories
42171613 | Mobile medical services spine boards
42171613 | Spine boards
42171614 | Mobile medical services water rescue tubes or cans
42171614 | Water rescue tubes or cans
42171615 | Mobile medical services air evacuation stretcher accessories | New
42171616 | Mobile medical services ambulance cot accessories | New
42171617 | Mobile medical services basket stretcher accessories | New
42171618 | Mobile response litter accessories | New
42171619 | Mobile medical services scoop stretcher accessories | New
42171700 | Emergency medical services blankets
42171701 | Mobile or rescue blankets
42171701 | Emergency or rescue blankets
42171702 | Mobile medical services first aid blankets | New
42171702 | First aid blankets
42171703 | Mobile medical services heat shielding wraps or blankets
42171703 | Emergency medical services heat shielding wraps or blankets
42171704 | Mobile medical services infant swaddlers or buntings
42171704 | Emergency medical services infant swaddlers or buntings
42171800 | Emergency medical services airway management equipment
42171801 | Mobile medical services anesthesiology oropharyngeal airways
42171801 | Emergency medical services oropharyngeal airway or intubation kits
42171802 | Emergency medical services laryngoscope kits | Obsolete | See 42272001
42171803 | Emergency medical services suction units or accessories | Obsolete | See 42293501
42171804 | Emergency medical services tracheal tube or cricothyrotomy kits | Obsolete
42171805 | Jaw spreaders
42171805 | Jaw spreaders
42171806 | Seizure sticks | Obsolete
42171807 | Mobile medical services heimlich maneuver assist devices | New
42171808 | Mobile medical services non-suction antichoke devices | New
42171809 | Mobile medical services suction antichoke devices | New
42171810 | Mobile medical services oxygen generators | New
42171900 | Medical equipment bags and cases and carriers and related products | v19
42171901 | Emergency medical services airway management bags | Obsolete | See - 42172011
42171902 | Emergency medical services defibrillator cases | Obsolete | See - 42172011
42171903 | Emergency medical services drug cases | Obsolete | See - 42172011
42171904 | Emergency medical services extrication products cases or bags | Obsolete | See - 42172011
42171905 | Emergency medical services intravenous IV cases | Obsolete | See - 42172011
42171906 | Emergency medical services intubation cases | Obsolete | See - 42172011
42171907 | Emergency medical services laryngoscope bags | Obsolete | See - 42272018
42171908 | Emergency medical services life support cases | Obsolete | See - 42172011
42171909 | Emergency medical services long distance response LDR trauma packs | Obsolete | See - 42172011
42171910 | Emergency medical services paramedic cases | Obsolete | See - 42172011
42171911 | Emergency medical services portable oxygen or resuscitation cases | Obsolete | See - 42172011 or 42272306 or 42192428
42171912 | Emergency medical services rescue bags or cases | Obsolete | See - 42172011
42171913 | Emergency medical services response cases or bags | Obsolete | See - 42172011
42171914 | Emergency medical services trauma cases or bags | Obsolete | See - 42172011
42171915 | Emergency medical technician EMT cases or bags | Obsolete | See - 42172011
42171916 | Emergency medical services immobilization set carrying or storage cases | Obsolete | See - 42172011
42171917 | Emergency medical services first aid kit cases or bags or accessories | Obsolete | See - 42172011
42171918 | Emergency medical services gas casualty treatment set cases | Obsolete | See - 42172011
42171919 | Emergency medical services evacuation bags or liners | Obsolete | See - 42172011
42171920 | Emergency medical services clothing cases or accessories | Obsolete | See 42171923
42171921 | Case for medical instrument sets | New | Accessories - see 42171924
42171922 | Cases for splints | New
42171923 | Case for medical clothing | New
42171924 | Case for medical instrument set accessories | New
42172000 | Emergency and field medical services kits |  | "Emergency" has been replaced by "Mobile" Medical Services
42172001 | Mobile medical services first aid kits
42172001 | Emergency medical services first aid kits
42172002 | Mobile medical services first response kits
42172002 | Emergency medical services first response kits
42172003 | Mobile medical service intravenous IV kits
42172003 | Emergency medical service intravenous IV kit
42172004 | Mobile medical services life support kits
42172004 | Emergency medical services life support kits
42172005 | Mobile medical services long distance response LDR trauma kits
42172005 | Emergency medical services long distance response LDR trauma kits
42172006 | Mobile medical services obstetrics kits
42172006 | Emergency medical services obstetrics kits
42172007 | Emergency medical services oxygen or resuscitation kits | Obsolete | See - 42172011 or 42272306 or 42192428
42172008 | Mobile medical services rappel kits
42172008 | Emergency medical services rappel kits
42172009 | Mobile medical services search and rescue kits
42172009 | Emergency medical services search and rescue kits
42172010 | Mobile medical services trauma kits
42172010 | Emergency medical services trauma kits
42172011 | Mobile medical technician EMT kits
42172011 | Emergency medical technician EMT kits
42172012 | Emergency medical services ventriculostomy kits | Obsolete | See - 42172011
42172013 | Emergency medical services evacuation kits | Obsolete | See - 42172011
42172014 | Mobile medical services patient transport kits or supplies
42172014 | Emergency medical services patient transport kits or supplies
42172015 | Mobile medical services dental treatment kits
42172015 | Emergency medical services dental treatment kits
42172016 | Mobile medical services fracture kits
42172016 | Emergency medical services fracture kits
42172017 | Mobile medical services field medical or laboratory medical equipment kits or related products
42172017 | Field medical or laboratory medical equipment kits or related products
42172018 | Gastric lavage kit | Obsolete | See - 42172011
42172100 | Emergency medical services resuscitation products
42172101 | Mobile medical services automated external defibrillators AED or hard paddles | New | "Emergency" has been replaced by "Mobile" Medical Services
42172101 | Automated external defibrillators AED or hard paddles
42172102 | Cardiopulmonary resuscitation CPR protective shields or masks | Obsolete | See 42272308
42172103 | Mobile resuscitator or aspirator kits
42172103 | Emergency resuscitator or aspirator kits
42172104 | Mobile medical services cardio pulmonary resuscitation CPR boards | New | "Emergency" has been replaced by "Mobile" Medical Services
42172104 | Cardio pulmonary resuscitation CPR boards
42172105 | Mobile medical service automated external defibrillator AED accessories | New | "Emergency" has been replaced by "Mobile" Medical Services
42172105 | Automated external defibrillator AED accessories
42172106 | Mobile medical services manual resuscitators or ventilators | New | "Emergency" has been replaced by "Mobile" Medical Services
42172107 | Mobile medical services powered resuscitators or ventilators | New | "Emergency" has been replaced by "Mobile" Medical Services
42172200 | Emergency medical services supplies | Obsolete
42172201 | Emergency medical services tourniquets or clamps | Obsolete
42180000 | Patient exam and monitoring products
42181500 | Diagnostic assessment and exam products for general use
42181500 | Diagnostic assessment and exam products for general use | v19
42181501 | Tongue depressors or blades or sticks
42181501 | Tongue depressors or blades or sticks
42181502 | Medical exam transilluminators
42181502 | Medical exam transilluminators
42181503 | Exam or personal lubricants or jellies
42181503 | Exam or personal lubricants or jellies
42181504 | Hemacytometer sets
42181504 | Hemacytometer sets
42181505 | Endometrial cell sampler sets
42181505 | Endometrial cell sampler sets or accessories
42181506 | Sexual assault determination kits
42181506 | Sexual assault determination kits
42181507 | Medical examining mirror headbands |  | Accessories - see 42181543
42181507 | Medical examining mirror headbands or accessories
42181508 | Cleaning wipes for diagnostic equipment
42181508 | Cleaning wipes for diagnostic equipment
42181509 | Flight surgeon physical examination sets
42181509 | Flight surgeon physical examination sets
42181510 | Transcuteanous jandice measures
42181510 | Transcutaneous jaundice meters
42181511 | Male impotence gages
42181511 | Male impotence gages
42181512 | Typhoid carrier examination spoons
42181512 | Typhoid carrier examination spoons
42181513 | Sinus irrigation kits
42181513 | Sinus irrigation kits
42181514 | Hemoglobin photometers
42181514 | Hemoglobin photometers
42181515 | Exam procedure trays
42181515 | Exam procedure trays
42181516 | Electromyography EMG units
42181516 | Electromyography EMG units or accessories
42181518 | Case for medical instrument set or its accessories | Obsolete | See - 42171921
42181519 | Drop carrier | Obsolete
42181520 | Intrathoracic pressure meters
42181520 | Intrathoracic pressure meter
42181521 | Spinal fluid pressure monitors
42181521 | Spinal fluid pressure monitor
42181522 | Gait analysis apparatus
42181522 | Apparatus for gait analysis
42181523 | Isokinetic testing and evaluation systems
42181523 | Isokinetic testing and evaluation system
42181524 | Rigidity analyzers | New
42181524 | Rigidity analyzer
42181525 | Ataxiagraphs
42181525 | Ataxiagraph
42181526 | Algesimeter | Obsolete
42181527 | Medical dynamometers
42181527 | Medical dynamometer
42181528 | Skin electrical resistance measuring devices
42181528 | Skin resistance measuring device
42181529 | Esthesiometers
42181529 | Esthesiometer
42181530 | Iontophoresis sweat induction systems
42181530 | Iontophoresis sweat induction system
42181531 | Skin electrical conductivity measuring instrument | Obsolete | See - 42181528
42181532 | Galvanic skin response measurement | Obsolete | See - 42181528
42181533 | Nerve conduction velocity measurement devices
42181533 | Nerve conduction velocity measurement device
42181534 | Electroglottographs
42181534 | Electroglottograph
42181535 | Physiological electronic signal conditioners
42181535 | Physiological electronic signal conditioner
42181536 | Caries electrical detection device | Obsolete
42181537 | Dental bite force measuring instrument | Obsolete
42181538 | Dental occlusal sound measuring device | Obsolete | See 42293603 or 42293605
42181539 | Obstetric-gynecologic uterine electromyographic monitors | New
42181540 | Body plethysmographs | New
42181541 | Electromyograph electrodes or sets | New
42181542 | Electromyography EMG unit accessories | New
42181543 | Medical examining mirror headband accessories | New
42181544 | Gustometers | New
42181545 | Endometrial cell sampler set accessories | New
42181600 | Blood pressure units and related products
42181601 | Aneroid blood pressure units
42181601 | Aneroid blood pressure units
42181602 | Electronic blood pressure units
42181602 | Electronic blood pressure units
42181603 | Mercury blood pressure units
42181603 | Mercury blood pressure units
42181604 | Blood pressure air release valves or inflation bulbs
42181604 | Blood pressure air release valves or inflation bulbs
42181605 | Blood pressure cuffs or bladders
42181605 | Blood pressure cuff or bladder
42181606 | Blood pressure inflation hoses or pneumatic hoses or adapters
42181606 | Blood pressure inflation hoses or pneumatic hoses or adapters
42181607 | Blood pressure recording units
42181607 | Blood pressure recording units
42181608 | Blood pressure measuring instruments accessories
42181608 | Blood pressure measuring instrument accessories
42181609 | Blood pressure monitor dome kits
42181609 | Blood pressure monitor dome kits
42181610 | Blood pressure cuff kits
42181610 | Blood pressure cuff kits
42181611 | Central venous pressure CVP manometers
42181611 | Central venous pressure CVP manometer
42181612 | Blood pressure mobile stand | Obsolete | See 42181608
42181700 | Electrocardiography EKG units and related products
42181701 | Electrocardiography EKG units
42181701 | Electrocardiography EKG units
42181702 | Electrocardiography EKG adapters or cables or leads
42181702 | Electrocardiography EKG adapters or cables or leads
42181703 | Electrocardiography EKG cable or lead or unit testers
42181703 | Electrocardiography EKG cable or lead or unit testers
42181704 | Electrocardiography EKG calipers or rulers
42181704 | Electrocardiography EKG calipers or rulers
42181705 | Electrocardiography EKG graphic recorders
42181705 | Electrocardiography EKG graphic recorders
42181706 | Electrocardiography EKG monitor screens
42181706 | Electrocardiography EKG monitor screens
42181707 | Electrocardiography EKG neonatal strap or ring electrodes
42181707 | Electrocardiography EKG neonatal strap or ring electrodes
42181708 | Electrocardiography EKG electrode patches
42181708 | Electrocardiography EKG electrode patch
42181710 | Electrocardiography EKG surface electrode testers
42181710 | Electrocardiography EKG surface electrode testers
42181711 | Electrocardiography EKG telephony transmitter or receiver systems
42181711 | Electrocardiography EKG telephone transmitter or receiver systems
42181712 | Electrocardiography EKG unit analyzers
42181712 | Electrocardiography EKG unit analyzers
42181713 | Long term continuous electrocardiography EKG or holter monitoring systems
42181713 | Long term continuous electrocardiography EKG or holter monitoring systems
42181714 | Electrocardiography EKG monitor accessory kits | Obsolete | See individual accessory by name or 42181716
42181715 | Electrode solutions or creams
42181715 | Electrode solutions or creams
42181716 | Electrocardiography EKG accessories
42181716 | Electrocardiography EKG accessories
42181717 | Electrocardiography EKG electrode bulbs
42181717 | Electrocardiography EKG electrode bulbs
42181718 | Electrocardiography EKG recording pens
42181718 | Electrocardiography EKG recording pens
42181719 | Electrocardiography EKG transmitters or telemetry devices |  | Accessories - see 42181724
42181719 | Electrocardiography EKG transmitter or telemetry or accessories
42181720 | Stress exercise monitoring systems
42181720 | Stress exercise monitoring system
42181721 | Sphygmographs
42181721 | Sphygmograph
42181722 | Pulse wave analyzers
42181722 | Pulse wave analyzer
42181723 | Electrocardiography EKG recording papers | New
42181724 | Electrocardiography EKG transmitter or telemetry accessories | New
42181800 | Pulse oximeters
42181801 | Pulse oximeter units
42181801 | Pulse oximeter units
42181802 | Pulse oximeter cables
42181802 | Pulse oximeter cables
42181803 | Pulse oximeter probes or sensors
42181803 | Pulse oximeter probe or sensor
42181804 | Pulse oximeter probe or sensor accessories
42181804 | Pulse oximeter probe or sensor accessories
42181805 | Pulse oximeter unit accessories
42181805 | Pulse oximeter unit accessories
42181900 | Acute care monitoring units and related products
42181900 | Acute care monitoring units and related products | v19
42181901 | Acute care fetal or maternal monitoring units or accessories | Obsolete | See 42143120
42181902 | Intracranial pressure ICP monitoring units
42181902 | Intracranial pressure ICP monitoring units or accessories
42181903 | Cardiac output CO monitoring units
42181903 | Cardiac output CO monitoring units or accessories
42181904 | Multiparameter vital sign units
42181904 | Multiparameter vital sign unit or accessories
42181905 | Medical transducer monitor cables
42181905 | Medical transducer monitor cables
42181906 | Intrauterine pressure monitoring catheters | Obsolete | See 42143116
42181907 | Basal metabolism apparatus
42181907 | Basal metabolism apparatus
42181908 | Intracompartmental pressure monitoring sets
42181908 | Intracompartmental pressure monitoring sets or accessories
42181909 | Central venous glucose concentration monitors | New
42181910 | Transcervical intrauterine kits | Obsolete | See 42143118
42181911 | Fetal scalp electrode | Obsolete | See 42143121
42181912 | Fetal electroencephalographic monitor | Obsolete | See 42143123
42181913 | Tonometric gastric perfusion monitoring systems | New
42181914 | Trans-cranial doppler (TCD) microemboli monitors | New
42181915 | Intracompartmental pressure monitoring set accessories | New
42181916 | Cerebral oximeters | New
42181917 | Cerebral oximeter accessories | New
42181918 | Multiparameter vital sign unit accessories | New
42181919 | Intracranial pressure ICP monitoring unit accessories | New
42181920 | Cardiac output CO monitoring unit accessories | New
42181921 | Electrode recording or probe electrode recording catheters | New
42181922 | Impedance phlebographs | New
42181923 | Photoplethysmography multi-parameter sensors | New
42181924 | Photoplethysmography multi-parameter monitors | New
42182000 | Scopes and specula and accessories for medical exam diagnostic use
42182001 | Anal or rectal exam speculas
42182001 | Anal or rectal exam specula
42182002 | Anoscopes or proctoscopes | Obsolete | See 42296303 or 42296334
42182003 | Colposcopes or vaginoscopes
42182003 | Colposcopes or vaginoscopes or accessories
42182004 | Dermatoscopes
42182004 | Dermatoscopes
42182005 | Ophthalmoscopes or otoscopes or scope sets
42182005 | Ophthalmoscopes or otoscopes or scope sets
42182006 | Laryngeal or oropharyngeal exam speculas
42182006 | Laryngeal or oropharyngial exam specula
42182007 | Medical exam scope bulbs or lamps
42182007 | Medical exam scope bulbs or lamps
42182008 | Medical exam scope handles
42182008 | Medical exam scope handles or handle chargers
42182009 | Medical exam scope specula tips or specula tip dispensers
42182009 | Medical exam scope specula tips or specula tip dispensers
42182010 | Medical exam specula holders or stands
42182010 | Medical exam specula holders or stands
42182011 | Medical exam specula or dilator tips or tip dispensers
42182011 | Medical exam specula or dilator tips or tip dispensers
42182012 | Nasal exam specula or dilators
42182012 | Nasal exam specula or dilators
42182013 | Vaginal exam speculas
42182013 | Vaginal exam specula
42182014 | Otoscope or opthalmoscope accessories | Obsolete | See 42182005
42182015 | Otoscope speculums
42182015 | Otoscope speculums
42182016 | Nasopharyngoscopes or accessories | Obsolete | See 42296326
42182017 | Ear specula sets
42182017 | Ear specula sets
42182018 | Bronchoscopes or accessories | Obsolete | See 42296305
42182019 | Dilator kits | Obsolete | See specific name of dilator - eg Surgical, Endoscopic
42182020 | Angioscopes or accessories | Obsolete | See 42296302
42182021 | Medical exam protective caps or covers | New
42182022 | Medical exam slit caps | New
42182023 | Medical exam scope or specula charging bases or stands | New
42182024 | Medical exam scope or specula transformers | New
42182025 | Dermatoscopy oils | New
42182100 | Stethoscopes and related products
42182101 | Electronic stethoscopes
42182101 | Electronic stethoscopes or accessories
42182102 | Hand held dopplers
42182102 | Hand held doppler or accessories
42182103 | Medical acoustic stethoscopes
42182103 | Medical acoustic stethoscope or accessory
42182104 | Stethoscope head
42182104 | Stethoscope head
42182105 | Stethoscope head covers
42182105 | Stethoscope head covers
42182106 | Stethoscopic phonocardiographs
42182106 | Stethoscopic phonocardiographs
42182107 | Stethoscope headsets
42182107 | Stethoscope headsets
42182108 | Patient thermoregulators | Obsolete | no replacement
42182109 | Stethoscope head diaphragms | New
42182110 | Stethoscope ear tips | New
42182111 | Stethoscope earpieces | New
42182112 | Stethoscope earpiece-tubings | New
42182113 | Stethoscope covers | New
42182114 | Stethoscope identification tags or devices | New
42182200 | Medical thermometers and accessories
42182201 | Electronic medical thermometers
42182201 | Electronic medical thermometers
42182202 | Fiberoptic medical thermometers
42182202 | Fiberoptic medical thermometers
42182203 | Medical thermometer carrying cases or covers
42182203 | Medical thermometer carrying cases or covers
42182204 | Medical thermometer racks
42182204 | Medical thermometer racks
42182205 | Medical thermometer tip or probe covers
42182205 | Medical thermometer tip or probe covers
42182206 | Mercury medical thermometers
42182206 | Mercury medical thermometers
42182207 | Patient temperature continuous or trend monitors
42182207 | Patient temperature continuous or trend monitors
42182208 | Patient temperature strips
42182208 | Patient temperature strips
42182209 | Thermometer probes
42182209 | Thermometer probes
42182210 | Non mercury glass medical thermometers
42182210 | Non mercury glass medical thermometer
42182211 | Infrared thermography systems
42182211 | Infrared thermography system
42182212 | Liquid crystal thermometer | Obsolete | No replacement - obsolete item
42182213 | Exhaled breath thermometers | New
42182300 | Neurological exam products
42182301 | Medical diagnostic pinwheels
42182301 | Medical diagnostic pinwheels
42182302 | Reflex hammers or mallets
42182302 | Reflex hammers or mallets
42182303 | Neuropsychiatry exam cards
42182303 | Neuropsychiatry exam cards
42182304 | Psychological examination medical equipment sets
42182304 | Psychodiagnostic test sets or kits
42182306 | Neurological discriminators
42182306 | Neurological discriminators
42182307 | Neurological pins
42182307 | Neurological pins
42182308 | Electroencephalograph EEGs
42182308 | Electroencephalograph EEG or accessories
42182310 | Electromyographs | Obsolete | See 42181516
42182311 | Neurologic sensors
42182311 | Neurologic sensor
42182312 | Electromyograph electrodes or sets | Obsolete | See 42181541
42182313 | Neurological diagnostic sets
42182313 | Neurological diagnostic sets
42182314 | Biofeedback devices
42182314 | Biofeedback device
42182315 | Electroencephalographic spectrum analysers
42182315 | Electroencephalographic spectrum analyser
42182316 | Evoked response detectors
42182316 | Evoked response detector
42182317 | Alpha wave monitors | New
42182318 | Cortical electrodes | New
42182319 | Electroencephalograph EEG electrodes | New
42182320 | Encephalogram telemetry systems | New
42182321 | Evoked response stimulators | New
42182322 | Brain hematoma detectors | New
42182323 | Neurology tremor transducers | New
42182324 | Physiological signal amplifiers indicates a product used as in a medical setting | New
42182325 | Physiological signal conditioners | New
42182326 | Electroencephalograph EEG accessories | New
42182327 | Thesiometers | New
42182400 | Hearing testing products
42182401 | Audiometers
42182401 | Audiometers or accessories
42182402 | Audiometric bone vibrators or middle ear analyzers
42182402 | Audiometric bone vibrators or middle ear analyzers
42182403 | Audiometric booths or acoustic hearing test chambers
42182403 | Audiometric booths or acoustic hearing test chambers
42182404 | Auditory function screening unit calibration sets
42182404 | Auditory function screening unit calibration sets
42182405 | Auditory function screening units
42182405 | Auditory function screening units
42182406 | Auditory test graphic recorders
42182406 | Auditory test graphic recorders
42182407 | Ear fenestrometers
42182407 | Ear fenestrometers
42182408 | Electrocochleographs
42182408 | Electrocochleographs
42182409 | Hearing aid analyzers or test systems
42182409 | Hearing aid analyzers or test systems
42182410 | Medical tuning fork cases
42182410 | Medical tuning fork cases
42182411 | Medical tuning fork hammers
42182411 | Medical tuning fork hammers
42182412 | Medical tuning forks
42182412 | Medical tuning forks
42182413 | Medical tuning fork sets
42182413 | Medical tuning fork sets
42182414 | Tinnitus analyzers
42182414 | Tinnitus analyzers
42182415 | Toynbee diagnostic tubes
42182415 | Toynbee diagnostic tubes
42182416 | Tympanometers
42182416 | Tympanometers or accessories
42182417 | Audiometer ribbons
42182417 | Audiometer ribbons
42182418 | Fenestrometer guides
42182418 | Fenestrometer guides
42182419 | Hearing control apparatus
42182419 | Hearing control apparatus
42182420 | Aural probes
42182420 | Aural probes
42182421 | Ear plug gages
42182421 | Ear plug gages or accessories
42182422 | Ear inflating bags
42182422 | Ear inflating bags
42182423 | Audiometric testing electronic noise generators | New
42182424 | Hearing aid test tips | New
42182425 | Ear plug gage accessories | New
42182426 | Audiometer accessories | New
42182427 | Tympanometer accessories | New
42182500 | Nasal function meters
42182501 | Olfactometers
42182501 | Olfactometers
42182502 | Nasal flowmeters or rhinoanemometers
42182502 | Nasal flowmeters or rhinoanemometers
42182503 | Olfactory test kits | New
42182600 | Medical exam lights or lamps
42182601 | Freestanding medical exam lights or lamps
42182601 | Freestanding medical exam lights or lamps
42182602 | Installed medical exam lights or lamps
42182602 | Installed medical exam lights or lamps
42182603 | Medical exam or surgical headlights or headlamps |  | Accessories - use 42182606
42182603 | Medical exam headlights or headlamps or accessories
42182604 | Medical exam penlights or flashlights
42182604 | Medical exam penlights
42182605 | Ocular muscle testing lights | New
42182606 | Medical exam or surgical headlights or headlamp accessories | New
42182700 | Medical exam size measuring devices
42182701 | Goniometers or arthrometers
42182701 | Goniometers
42182702 | Medical tape measures
42182702 | Medical tape measures
42182703 | Patient height rulers
42182703 | Patient height rulers
42182704 | Skinfold calipers
42182704 | Skinfold calipers
42182705 | Body composition analyzers
42182705 | Body composition analyzer
42182706 | Wound measuring grids or devices
42182706 | Wound measuring grid or device
42182707 | Inclinometers
42182707 | Inclinometer
42182800 | Medical weight scales
42182801 | Diaper weight scales
42182801 | Diaper weight scales
42182802 | Infant scales
42182802 | Infant scales
42182803 | Patient bed or table scales for general use
42182803 | Patient bed or table scales for general use
42182804 | Patient chair scales
42182804 | Patient chair scales
42182805 | Patient floor scales
42182805 | Patient floor scales
42182806 | Patient sling scales
42182806 | Patient sling scales
42182807 | Wheelchair platform scales
42182807 | Wheelchair platform scales
42182808 | Covers or liners for weighing scales
42182808 | Covers or liners for weighing scales
42182900 | Specialty exam tables and related products
42182901 | Obstetrical or gynecological exam tables | Obsolete | See 42192702 Accessories See 42192701
42182902 | Obstetrical or gynecological exam table foot stirrups | Obsolete | See 42192701
42182903 | Pediatric examination tables | Obsolete | See 42192707 Accessories See 42192706
42182904 | Pediatric examination table restraint or measurement systems | Obsolete | See 42192706
42183000 | Ophthalmic diagnostic exam products
42183001 | Eye charts or vision cards
42183001 | Eye charts or vision cards
42183002 | Corneal topographers
42183002 | Corneal topographers
42183003 | Exophthalmometers
42183003 | Exophthalmometers
42183004 | Keratoscopes | Obsolete | See 42183501
42183005 | Ophthalmic colorimeters
42183005 | Ophthalmic colorimeters
42183006 | Ophthalmic distometers
42183006 | Ophthalmic distometers
42183007 | Ophthalmic drums or its accessories | Obsolete | See - 42183081
42183008 | Ophthalmic euthyscopes | Obsolete | See 42183502
42183009 | Ophthalmic eye test lenses
42183009 | Ophthalmic eye test lenses or accessories
42183010 | Ophthalmic lensometers
42183010 | Ophthalmic lensometers
42183011 | Ophthalmic perimeters
42183011 | Ophthalmic perimeters
42183012 | Ophthalmic photometers
42183012 | Ophthalmic photometers
42183013 | Ophthalmic prisms
42183013 | Ophthalmic prisms
42183014 | Ophthalmic retinoscopes | Obsolete | See 42183503
42183015 | Ophthalmic slit lamps
42183015 | Ophthalmic slit lamps
42183016 | Ophthalmic spectrophotometers
42183016 | Ophthalmic spectrophotometers
42183017 | Ophthalmic speculas
42183017 | Ophthalmic specula
42183018 | Ophthalmic tonometers
42183018 | Ophthalmic tonometers or accessories
42183019 | Ophthalmic transilluminators
42183019 | Ophthalmic transilluminators
42183020 | Ophthalmic visual field plotters
42183020 | Ophthalmic visual field plotters
42183021 | Ophthalmic visual function analyzers
42183021 | Ophthalmic visual function analyzers
42183022 | Ophthalmic visuometers
42183022 | Ophthalmic visuometers
42183023 | Ophthalmometers
42183023 | Ophthalmometers
42183024 | Ophthalmic instrument tables or accessories
42183024 | Ophthalmic instrument tables or accessories
42183026 | Ophthalmodynamometers
42183026 | Ophthalmodynamometers
42183027 | Tangent screen test objects kits |  | Accessories - see 42183091
42183027 | Tangent screen test objects kits or accessories
42183028 | Ophthalmic retinoscope accessories | Obsolete | See 42183504
42183029 | Phoropter units
42183029 | Phoropter units
42183030 | Eye occluders
42183030 | Eye occluders
42183031 | Pseudoisochromatic plate sets
42183031 | Pseudoisochromatic plate sets or accessories
42183032 | Tachistoscopes | Obsolete | See 42183505
42183033 | Spectacle fitting sets
42183033 | Spectacle fitting sets
42183034 | Vision testing stereoscopes
42183034 | Vision testing stereoscopes
42183035 | Keratometers
42183035 | Combination refractor keratometers
42183036 | Ophthalmometer accessories
42183036 | Opthalmometer base plates
42183037 | Chart projectors
42183037 | Chart projectors or accessories
42183038 | Ophthalmic instrument pads
42183038 | Ophthalmic instrument pads
42183039 | Ophthalmic lens holders
42183039 | Ophthalmic lens holders
42183040 | Opticians tools
42183040 | Opticians tools or accessories
42183041 | Color perception testing lanterns
42183041 | Color perception testing lanterns
42183042 | Depth perception apparatus
42183042 | Depth perception apparatus
42183043 | Ophthalmometer bulbs | Obsolete | See - 42183081
42183044 | Tangent screens
42183044 | Tangent screens
42183045 | Electroretinogram systems
42183045 | Electroretinogram systems
42183046 | Binocular vision test sets
42183046 | Binocular vision test sets or accessories
42183047 | Viewing stands for vision acuity testing
42183047 | Viewing stands for vision acuity testing
42183048 | Ophthalmic child fixation bars
42183048 | Ophthalmic child fixation bars
42183049 | Fundus camera | Obsolete | See - 42183403
42183050 | Nystagmographs
42183050 | Nystagmograph
42183051 | Pupilometers
42183051 | Pupillometer
42183052 | Nearpoint rulers
42183052 | Nearpoint ruler
42183053 | Interpupillary distance meters
42183053 | Interpupillary distance meter
42183054 | Ocular plethysmographs
42183054 | Ocular plethysmography
42183055 | Endothelial cell counters
42183055 | Endothelial cell counter
42183056 | Anterior camera | Obsolete | See - 42183401
42183057 | Eye movement monitors
42183057 | Eye movement monitor
42183058 | Visual field laser instruments
42183058 | Visual field laser instrument
42183059 | Photosimulators
42183059 | Photosimulator
42183060 | Schirmer strips
42183060 | Schirmer strip
42183061 | Ocular pressure applicators
42183061 | Ocular pressure applicator
42183062 | Iris camera | Obsolete | See - 42183404
42183063 | Ophthalmic electrolysis units
42183063 | Ophthalmic electrolysis unit
42183064 | Therapeutic contact lense | Obsolete | See - 42294541
42183065 | Diagnostic contact lenses
42183065 | Diagnostic contact lense
42183066 | Corneal camera | Obsolete | See - 42183402
42183067 | Ophthalmic diagnostic viewing exam lenses
42183067 | Ophthalmic diagnostic viewing exam lens
42183068 | Macular testers | New
42183069 | Caloric-air stimulators | New
42183070 | Caloric-water stimulators | New
42183071 | Corneal electrodes | New
42183072 | Ophthalmic measuring instruments | New
42183073 | Eye depressors and fixation picks | New
42183074 | Ophthalmic abberometers | New
42183075 | Ophthalmic fixation devices | New
42183076 | Ophthalmic instrument stands | New
42183077 | Optician anvils | New
42183078 | Ophthalmic refractometers | New
42183079 | Ophthalmic specular microscopes | New
42183080 | Ophthalmic trial frames and lenses | New
42183081 | Opticians tool accessories | New
42183082 | Pseudoisochromatic plate set accessories | New
42183083 | Binocular vision test set accessories | New
42183084 | Chart projector accessories | New
42183085 | Ophthalmic tonometer accessories | New
42183086 | Ophthalmic specular microscope accessories | New
42183087 | Ophthalmic stereopsis measuring instruments | New
42183088 | Ophthalmic stereopsis measuring instrument accessories | New
42183089 | Keratometer accessories | New
42183090 | Ophthalmic metal locators | New
42183091 | Tangent screen test objects kit accessories | New
42183100 | Taste function meters | Obsolete
42183101 | Gustometers | Obsolete | See - 42181544
42183200 | Allergy examining equipment and supplies
42183201 | Allergy detecting or testing instruments |  | Accessories - see 42183202
42183201 | Allergy detecting or testing instruments or accessories
42183202 | Allergy detecting or testing instrument accessories
42183300 | Ear nose throat ENT examining unit accessories and related products | Obsolete
42183301 | Ear nose throat ENT examining mirror accessories | Obsolete | See - 42143526
42183400 | Ophthalmic cameras | v19
42183401 | Anterior cameras | New
42183402 | Corneal cameras | New
42183403 | Fundus cameras | New
42183404 | Iris cameras | New
42183500 | Ophthalmic scopes | v19
42183501 | Keratoscopes | New
42183502 | Ophthalmic euthyscopes | New
42183503 | Ophthalmic retinoscopes | New
42183504 | Ophthalmic retinoscope accessories | New
42183505 | Tachistoscopes | New
42183506 | Tachistoscope accessories | New
42183507 | Haploscopes | New
42183508 | Pupillographs | New
42183509 | Skiascopic racks | New
42183510 | Anomaloscopes | New
42190000 | Medical facility products
42191500 | Medical facility materials handling and distribution equipment
42191501 | Clinical pneumatic tube systems
42191501 | Clinical pneumatic tube system
42191502 | Medicine trays or covers
42191502 | Medicine trays or covers
42191600 | Medical facility building systems
42191601 | Patient room lighting
42191601 | Patient room lighting or accessories
42191602 | Operating room lighting
42191602 | Operating room lighting or accessories
42191603 | Hospital equipment instrument panels
42191603 | Hospital equipment instrument panels
42191604 | Clinical monitor arms
42191604 | Clinical monitor arms
42191605 | Hospital equipment power columns
42191605 | Hospital equipment power columns
42191606 | Medical facility ceiling arms
42191606 | Medical facility ceiling arms
42191607 | Patient cubicle curtains or screens or curtain track hardware
42191607 | Patient cubicle curtains or screens or curtain track hardware
42191608 | Nursing controls or exit monitors
42191608 | Nursing controls or exit monitors
42191609 | Clinical headwall systems
42191609 | Clinical headwall systems
42191610 | Clinical modular caseworks
42191610 | Clinical modular casework
42191611 | Nurse communication modules or systems
42191611 | Nurse communication modules or systems
42191612 | Hospital intercom systems
42191612 | Hospital intercom systems
42191613 | Infant or child security transmitters
42191613 | Infant or child security transmitter
42191614 | Physiological monitor networks and communication systems | New
42191615 | General and plastic surgery fluorescein lighting | New
42191616 | Patient room lighting accessories | New
42191617 | Operating room lighting accessories | New
42191700 | Medical gas products
42191701 | Medical gas or electric service tracks
42191701 | Medical gas or electric service tracks
42191702 | Medical gas delivery columns
42191702 | Medical gas delivery columns
42191703 | Medical gas outlets
42191703 | Medical gas outlets
42191704 | Medical gas air compressor systems
42191704 | Medical gas air compressor systems
42191705 | Medical gas alarms
42191705 | Medical gas alarms
42191706 | Medical gas manifolds
42191706 | Medical gas manifold
42191707 | Medical vacuum systems
42191707 | Medical vacuum systems
42191708 | Medical air pressure control cabinets
42191708 | Medical air pressure control cabinets
42191709 | Medical gas shutoff valves or valve boxes
42191709 | Medical gas shutoff valves or valve boxes
42191710 | Medical gas cylinder carts or stands |  | Accessories - see 42191712
42191710 | Medical gas cylinder carts or stands or accessories
42191711 | Surgical compressed air tanks |  | Accessories - use 42191713
42191711 | Surgical compressed air tanks or accessories
42191712 | Medical gas cylinder carts or stand accessories | New
42191713 | Surgical compressed air tank accessories | New
42191800 | Patient beds and accessories
42191801 | Overbed tables |  | Accessories - use 42191818
42191801 | Overbed tables or accessories
42191802 | Clinical incubators or infant warmers
42191802 | Clinical incubators or infant warmers
42191803 | Clinical bassinets or cribs or pediatric beds
42191803 | Clinical bassinets or cribs or pediatric beds or accessories
42191804 | Medical or surgical bedside rails
42191804 | Medical or surgical bedside rails
42191805 | Medical suspended columns
42191805 | Medical suspended columns
42191806 | Clinical trapeze bars
42191806 | Clinical trapeze bars
42191807 | Patient care beds for general use |  | Accessories - use 42191815
42191807 | Patient care beds or accessories for general use
42191808 | Patient care beds for specialty care |  | Accessories - use 42191815
42191808 | Patient care beds or accessories for specialty care
42191810 | Patient care mattresses |  | Accessories - use 42191816
42191810 | Patient care mattresses or accessories
42191811 | Infant positioning cradles
42191811 | Infant positioning cradles
42191812 | Infant incubator supply kits
42191812 | Infant incubator supply kits
42191813 | Patient care cot covers
42191813 | Patient care cot covers
42191814 | Clinical incubator or infant warmer accessories
42191814 | Clinical incubator or infant warmer accessories
42191815 | Patient care bed accessories | New
42191816 | Patient care mattress accessories | New
42191817 | Clinical bassinet or crib or pediatric bed accessories | New
42191818 | Overbed table accessories | New
42191819 | Patient positioners for general purposes | New
42191820 | Pediatric positioners | New
42191900 | Clinical cabinetry
42191901 | Bedside clinical cabinets |  | Accessories - use 42191912
42191901 | Bedside clinical cabinets or accessories
42191902 | Hospital armoires
42191902 | Hospital armoires
42191903 | Medical monitor cabinets
42191903 | Medical monitor cabinets
42191904 | Narcotic cabinets or safes
42191904 | Narcotic cabinets or safes
42191905 | Medical treatment cabinets
42191905 | Medical treatment cabinets
42191906 | Blanket or solution warmer cabinets
42191906 | Blanket or solution warmer cabinets
42191907 | Medical or surgical instrument storage cabinets or chests | New | Accessories - use 42191914
42191907 | Medical instrument storage cabinets or chests
42191908 | Medical chart caddies |  | Accessories - see 42191913
42191908 | Medical chart caddies or accessories
42191909 | Computerized medication dispensing cabinets
42191909 | Computerized medication dispensing cabinet
42191910 | Medical equipment maintenance and repair tool kit chests | New
42191911 | Blood pressure mobile stands | New
42191912 | Bedside clinical cabinet accessories | New
42191913 | Medical chart caddy accessories | New
42191914 | Medical or surgical instrument storage cabinet or chest accessories | New
42192000 | Clinical procedure and examination tables
42192001 | Medical exam or procedure tables for general use
42192001 | Medical exam or procedure tables for general use
42192002 | Medical exam or procedure table accessories for general use excluding cover sheets
42192002 | Medical exam or procedure table accessories for general use excluding cover sheets
42192003 | Physical therapy massage tables
42192003 | Physical therapy massage table
42192004 | Decontamination tables | New
42192005 | Hospital diaper or dressing tables | New
42192006 | Hospital utility tables | New
42192100 | Clinical seating and stools and related products
42192101 | Blood drawing or phlebotomy chairs
42192101 | Blood drawing or phlebotomy chairs or accessories
42192102 | Hospital recliners
42192102 | Hospital recliners or accessories
42192103 | Patient chairs
42192103 | Patient chairs
42192104 | Medical stools or chairs
42192104 | Physician stools and accessories
42192106 | Medical facility visitor chairs
42192106 | Medical facility visitor chairs
42192107 | Clinical examination chairs
42192107 | Clinical examination chairs or accessories
42192108 | Hospital folding cots | New
42192109 | Blood drawing or phlebotomy chair accessories | New
42192110 | Hospital recliner accessories | New
42192111 | Medical stool or chair accessories | New
42192112 | Clinical examination chair accessories | New
42192200 | Patient transport products
42192201 | Patient transport trolleys
42192201 | Patient transport trolleys or accessories
42192202 | Gurneys or scissor lifts
42192202 | Gurneys or scissor lifts
42192203 | Geriatric chairs
42192203 | Geriatric chairs or accessories
42192204 | Patient transport incubators
42192204 | Patient transport incubators or accessories
42192205 | Patient scooter accessories
42192205 | Patient scooter accessories
42192206 | Patient scooters
42192206 | Patient scooters
42192207 | Patient stretchers
42192207 | Patient stretchers or stretcher accessories
42192208 | Wheelchair accessories
42192208 | Wheelchair accessories
42192209 | Wheelchair ramps
42192209 | Wheelchair ramps
42192210 | Wheelchairs
42192210 | Wheelchairs
42192211 | Patient shifting boards
42192211 | Patient shifting boards or accessories
42192212 | Patient transfer mats or sheets
42192212 | Patient transfer mat or sheet
42192213 | Patient holding or evacuation system heater unit or accessories | Obsolete | See 42171503
42192214 | Wheelchair lifts
42192214 | Wheelchair lift
42192215 | Patient transport isolation chambers | New
42192216 | Wheelchair cushions | New
42192217 | Patient transport trolley accessories | New
42192218 | Patient shifting board accessories | New
42192219 | Geriatric chair accessories | New
42192220 | Patient transport incubator accessories | New
42192221 | Patient stretcher accessories | New
42192300 | Patient lifts
42192301 | Patient lifts |  | Accessories - use 42192307
42192301 | Patient lifts or accessories
42192302 | Clinical hydraulic lifts |  | Accessories - use 42192308
42192302 | Clinical hydraulic lifts or accessories
42192303 | Patient suspended seats or slings
42192303 | Patient suspended seats or slings
42192304 | Patient ceiling hoists
42192304 | Patient ceiling hoists
42192305 | Infant slings |  | Accessories - use 42192306
42192305 | Infant slings or accessories
42192306 | Infant sling accessories | New
42192307 | Patient lift accessories | New
42192308 | Clinical hydraulic lift accessories | New
42192400 | Medical equipment transport and transfer products
42192401 | Emergency or resuscitation carts
42192401 | Emergency or resuscitation carts
42192402 | Diagnostic or monitoring equipment specific carts or stands
42192402 | Diagnostic or monitoring equipment specific carts
42192403 | Medical isolation carts
42192403 | Medical isolation carts
42192404 | Medical carts |  | Accessories - see 42192407
42192404 | Medical carts or accessories
42192405 | Irrigator mobile stands
42192405 | Irrigator mobile stands
42192406 | Urinal carrying carts
42192406 | Urinal carrying carts
42192407 | Medical cart accessories | New
42192408 | Bedpan carriers | New
42192409 | Cast or splint carts or stands | New
42192410 | Hemodialysis unit stands or supports or carts | New
42192411 | Traction weight storage carts or racks | New
42192412 | Surgical dressing carts | New
42192413 | Suture carts or racks | New
42192414 | Airway management bags | New
42192415 | Clothing cases | New
42192416 | Defibrillator cases | New
42192417 | Drug cases | New
42192418 | Evacuation bags or liners | New
42192419 | Extrication product cases or bags | New
42192420 | First aid kit cases or bags | New
42192421 | Gas casualty treatment set cases | New
42192422 | Immobilization set carrying or storage cases | New
42192423 | Intravenous IV cases | New
42192424 | Life support cases | New
42192425 | Long distance response LDR trauma cases or bags | New
42192426 | Medical equipment bag or case accessories | New
42192427 | Paramedic or emergency medical technician EMT cases or bags | New
42192428 | Portable oxygen or resuscitation cases | New
42192429 | Catheter carts | New
42192430 | Mobile traction carts | New
42192431 | Cases for postmortem surgical instruments | New
42192500 | Medical equipment protectors
42192501 | Medical equipment covers
42192501 | Medical equipment covers
42192502 | Medical equipment bags
42192502 | Medical equipment bags
42192600 | Medication dispensing and measuring devices and supplies
42192601 | Suppository molds
42192601 | Suppository molds
42192602 | Medication or pill dispensers |  | Accessories - use 42192614
42192602 | Medication or pill dispensers or accessories
42192603 | Medicine feeding cups or bottles |  | Accessories - use 42192615
42192603 | Medicine feeding cups or bottles or accessories
42192604 | Drug delivery systems |  | Accessories - use 42192616
42192604 | Drug delivery system or accessories
42192606 | Powder blowers
42192606 | Powder blower
42192607 | Analgesia infusion pumps | New
42192608 | Insulin delivery system pump cartridge kits | New
42192609 | Insulin delivery system pump infusion kits | New
42192610 | Insulin infusion pumps | New
42192611 | Ophthalmic infusion pumps | New
42192612 | Insulin infusion pump accessories | New
42192613 | Reconstitution piercing pins | New
42192614 | Medication or pill dispenser accessories | New
42192615 | Medicine feeding cup or bottle accessories | New
42192616 | Drug delivery system accessories | New
42192617 | Laryngeal sprays | New
42192618 | Intubation gel, jelly, or liquid lubricants | New
42192701 | Obstetrical or gynecological exam table accessories | New
42192702 | Obstetrical or gynecological exam tables | New
42192703 | Ophthalmic instrument table accessories | New
42192704 | Ophthalmic instrument tables | New
42192705 | Ophthalmic laboratory tables | New
42192706 | Pediatric examination table accessories | New
42192707 | Pediatric examination tables | New
42200000 | Medical diagnostic imaging and nuclear medicine products
42201500 | Medical computed tomography CT or CAT systems and related products
42201501 | Medical computed tomography CT or CAT stationary units |  | Accessories - see 42201515
42201501 | Medical computed tomography CT or CAT complete stationary unit installation
42201502 | Medical computed tomography CT or CAT mobile or transportable or van units
42201502 | Medical computed tomography CT or CAT mobile or transportable or van units
42201503 | Medical computed tomography CT or CAT 3 dimensional system components
42201503 | Medical computed tomography CT or CAT 3 dimensional system components
42201504 | Medical computed tomography CT or CAT bone mineral content components
42201504 | Medical computed tomography CT or CAT bone mineral content components
42201505 | Medical computed tomography CT or CAT consoles
42201505 | Medical computed tomography CT or CAT consoles
42201507 | Medical computed tomography CT or CAT helical system components
42201507 | Medical computed tomography CT or CAT helical system components
42201508 | Medical computed tomography CT or CAT monitors
42201508 | Medical computed tomography CT or CAT monitors
42201509 | Medical computed tomography CT or CAT power conditioners
42201509 | Medical computed tomography CT or CAT power conditioners
42201510 | Medical computed tomography CT or CAT quality assurance or calibration phantoms or devices
42201510 | Medical computed tomography CT or CAT quality assurance or calibration phantoms or devices
42201511 | Medical computed tomography CT or CAT scanners or tubes
42201511 | Medical computed tomography CT or CAT scanners or tubes
42201512 | Medical computed tomography CT or CAT tables or stands or chairs
42201512 | Medical computed tomography CT or CAT tables or stands or chairs
42201513 | Medical computed tomography CT or CAT ultrafast system components
42201513 | Medical computed tomography CT or CAT ultrafast system components
42201514 | Medical computed tomography CT or CAT bone mineral content densitometers | New
42201515 | Medical computed tomography CT or CAT unit accessories | New
42201600 | Medical magnetic resonance imaging MRI products
42201601 | Medical magnetic resonance imaging MRI stationary units
42201601 | Medical magnetic resonance imaging MRI complete stationary unit installation
42201602 | Medical magnetic resonance imaging MRI mobile or transportable or van systems
42201602 | Medical magnetic resonance imaging MRI mobile or transportable or van systems
42201603 | Medical magnetic resonance imaging MRI 3 dimensional system components
42201603 | Medical magnetic resonance imaging MRI 3 dimensional system components
42201604 | Medical magnetic resonance imaging MRI quality assurance or calibration phantoms or devices
42201604 | Medical magnetic resonance imaging MRI quality assurance or calibration phantoms or devices
42201605 | Medical magnetic resonance imaging MRI coils
42201605 | Medical magnetic resonance imaging MRI coils
42201607 | Medical magnetic resonance imaging MRI monitors
42201607 | Medical magnetic resonance imaging MRI monitors
42201608 | Medical magnetic resonance imaging MRI primary or remote or secondary consoles
42201608 | Medical magnetic resonance imaging MRI primary or remote or secondary consoles
42201609 | Medical magnetic resonance imaging MRI scanners
42201609 | Medical magnetic resonance imaging MRI scanners
42201610 | Medical magnetic resonance imaging MRI surgical instruments or guidance systems
42201610 | Medical magnetic resonance imaging MRI surgical instruments or guidance systems
42201611 | Medical magnetic resonance imaging MRI tables
42201611 | Medical magnetic resonance imaging MRI tables
42201612 | Nuclear magnetic resonance NMR spectroscopic systems | New
42201613 | Medical Magnetic resonance imaging MRI disposable kits | New
42201700 | Medical ultrasound and doppler and echo imaging products
42201701 | Cardiac ultrasound or doppler or echo units or cardioscopes | Obsolete | See 42201712
42201702 | Fetal or gynecological ultrasound or echo units | Obsolete | See 42293603 or 42293605
42201703 | Mammographic ultrasound or echo units | Obsolete | See 42293603 or 42293605
42201704 | Medical ultrasound bone densitometers
42201704 | Medical ultrasound bone densitometers
42201705 | Medical ultrasound or doppler or echocardiograph probe covers
42201705 | Medical ultrasound or doppler or echo probe covers
42201706 | Medical ultrasound or doppler or echocardiograph probes
42201706 | Medical ultrasound or doppler or echo probes
42201707 | Medical ultrasound or doppler or echocardiograph gel warmers
42201707 | Medical ultrasound or doppler or echo gel warmers
42201708 | Medical ultrasound or doppler or echocardiograph gels or transmission pads or lotions
42201708 | Medical ultrasound or doppler or echo gels
42201709 | Medical ultrasound or doppler or echocardiograph monitors
42201709 | Medical ultrasound or doppler or echo monitors
42201710 | Medical ultrasound or doppler or echocardiograph printers
42201710 | Medical ultrasound or doppler or echo printers
42201711 | Medical ultrasound or doppler or echocardiograph transducers or accessories
42201711 | Medical ultrasound or doppler or echo transducers or accessories
42201712 | Medical ultrasound or doppler or pulse echocardiograph or echocardiograph units for general diagnostic use |  | Accessories - see 42201725
42201712 | Medical ultrasound or doppler or pulse echo or echography units for general diagnostic use
42201713 | Medical ultrasound or doppler or echocardiograph three dimensional components |  | Accessories - see 42201724
42201713 | Medical ultrasound or doppler or echo three dimensional components
42201714 | Thesiometers | Obsolete | See 42182327
42201715 | Vaginal ultrasound or echo probes or accessories | Obsolete | See 42293603 or 42293605
42201716 | Vascular ultrasound units | Obsolete | See 42293603 or 42293605
42201717 | Medical ultrasound transmission pads | Obsolete | Accessories - see 42201724 or 42201725
42201718 | Medical ultrasound ophthalmic scanners
42201718 | Medical ultrasound ophthalmic scanners
42201719 | Medical ultrasound scanning lotions | Obsolete | See 42181503 or 42201711
42201720 | Echoencephalographs | New
42201721 | Medical ultrasound bone sonometers | New
42201722 | Echoencephalograph accessories | New
42201723 | Optical coherence tomography OCT imaging systems | New
42201724 | Medical ultrasound or doppler or echocardiograph transducer accessories | New | Duplicate - see 42201711
42201725 | Medical ultrasound or doppler or pulse echocardiograph or echocardiograph unit accessories | New
42201726 | Transoesophageal echocardiography (TEE) care monitors | New
42201727 | Acoustic holography imaging systems | New
42201800 | Medical diagnostic x ray products
42201801 | Cardiology x ray films | Obsolete | See 42201810
42201802 | Chest x ray equipment | Obsolete | See 42201815
42201803 | Mammography x ray units
42201803 | Mammography x ray equipment
42201804 | Medical c arm x ray units
42201804 | Medical c arm x ray units
42201805 | Medical cinefluoroscopy units
42201805 | Medical cine fluoroscopy equipment
42201806 | Medical radiology and fluoroscopy RF units
42201806 | Medical radiology and fluoroscopy RF equipment
42201807 | Medical radioisotope scanners
42201807 | Medical radioisotope scanners
42201808 | Medical x ray buckys
42201808 | Medical x ray buckys
42201809 | Medical imaging contrast agent injectors |  | Accessories - use 42201862
42201809 | Medical imaging contrast agent injectors or accessories
42201810 | Medical x ray films or cassettes
42201810 | Medical x ray film or cassette
42201811 | Medical x ray quality assurance or calibration devices
42201811 | Medical x ray quality assurance or calibration devices
42201812 | Medical x ray tables or stands or chairs or cabinets |  | Accessories - use 42201863
42201812 | Medical x ray tables or stands or chairs or cabinets or accessories
42201813 | Medical x ray tomography units
42201813 | Medical x ray tomography units
42201814 | Medical x ray tubes
42201814 | Medical x ray tubes
42201815 | Medical x ray units for general diagnostic use
42201815 | Medical x ray units for general diagnostic use
42201816 | Medical xeroradiography units
42201816 | Medical xeroradiography units
42201817 | X ray bone densitometers
42201817 | X ray bone densitometers
42201818 | Combination step wedges and spin tops for radiographic units
42201818 | Combination step wedges and spin tops for radiographic equipment
42201819 | Medical x ray film hangers |  | Accessories - see 42201865
42201819 | Medical x ray film hangers or its accessories
42201820 | Medical radiographic equipment grids
42201820 | Medical radiographic equipment grids
42201821 | Radiographic film cassette holders
42201821 | Radiographic film cassette holders
42201822 | Medical x ray equipment cases or covers in a medical setting |  | Accessories - see 42201861
42201822 | Medical x ray equipment cases or covers or accessories
42201823 | Medical x ray tube and transfomer units
42201823 | Medical x ray tube and transfomer unit
42201824 | Medical arthrography sets
42201824 | Medical arthrography sets
42201825 | Medical x ray apparatus tube inserts
42201825 | Medical x ray apparatus tube inserts
42201826 | Medical x ray apparatus repair kits
42201826 | Medical x ray apparatus repair kits
42201827 | Medical x ray darkroom tent repair kits
42201827 | Medical x ray darkroom tent repair kits
42201828 | Medical x ray apparatus filters
42201828 | Medical x ray apparatus filters
42201829 | Radiographic locators
42201829 | Radiographic locators
42201830 | Medical x ray intensifying screens
42201830 | Medical x ray intensifying screens
42201831 | Medical x ray films or cassettes masks
42201831 | Medical x ray films or cassettes masks
42201832 | Radiographic film or cassette covers
42201832 | Radiographic film or cassette covers
42201833 | Radiographic film or cassette changers
42201833 | Radiographic film or cassette changers
42201834 | Medical radiographic x ray apparatus rectifier assemblies
42201834 | Medical radiographic x ray apparatus rectifier assemblies
42201835 | Medical x ray apparatus tube unit assemblies
42201835 | Medical x ray apparatus tube unit assemblies
42201836 | Medical x ray apparatus compression band assemblies
42201836 | Medical x ray apparatus compression band assemblies
42201837 | Medical x ray water coolers
42201837 | Medical x ray water coolers
42201838 | Medical enteroclysis catheters or catheters kits
42201838 | Medical enteroclysis catheters or catheters kits
42201839 | Medical imaging procedure trays
42201839 | Medical imaging procedure trays
42201840 | Vascular sealing devices
42201840 | Vascular sealing devices
42201841 | Medical diagnostic x ray papers
42201841 | Medical diagnostic x ray papers
42201843 | Medical x ray skin markers
42201843 | Medical x ray skin marker
42201844 | Medical diagnostic x ray rulers
42201844 | Medical diagnostic x ray ruler
42201845 | Radiology film jacket or inserts or mailers
42201845 | Radiology film jacket or insert or mailer
42201846 | Radiographic and fluoroscopic x ray collimators
42201846 | Radiographic and fluoroscopic x ray collimator
42201847 | Mobile x ray systems
42201847 | Mobile x ray system
42201848 | Digital x ray imaging systems
42201848 | Digital x ray imaging system
42201849 | Fluorescent scanners
42201849 | Fluorescent scanner
42201850 | Nuclear tomography systems
42201850 | Nuclear tomography system
42201851 | Beta or gamma counters for clinical use
42201851 | Beta or gamma counter for clinical use
42201852 | Fluorescent screens
42201852 | Fluorescent screen
42201853 | Myelographic procedure sets
42201853 | Myelographic procedure set
42201854 | Spot film devices | New
42201855 | Medical x ray apertures and cone sets | New
42201856 | Radiographic Electrocardiograph ECG respirator synchronizers | New
42201857 | Mammography compression paddles | New
42201858 | Medical x ray apparatus cables and cable assemblies | New
42201859 | Nuclear uptake probes | New
42201860 | Nuclear electrocardiograph synchronization or trigger monitors | New
42201861 | Medical x ray equipment case or cover accessories | New
42201862 | Medical imaging contrast agent injector accessories | New
42201863 | Medical x ray table or stand or chair or cabinet accessories | New
42201864 | Medical radiological aerosol delivery systems | New
42201865 | Medical x ray film hanger accessories | New
42201900 | Medical x ray film illuminators and viewing equipment
42201901 | Medical x ray film hot spot lights
42201901 | Medical x ray film hot spot lights
42201902 | Medical x ray film large rack viewing systems
42201902 | Medical x ray film large rack viewing systems
42201903 | Medical x ray film view boxes
42201903 | Medical x ray film view boxes
42201904 | Medical x ray film illuminator windows or screens
42201904 | Medical x ray film illuminator windows or screens
42201905 | Medical x ray film transfer cases
42201905 | Medical x ray film transfer cases
42201906 | Medical x ray film illuminator clips
42201906 | Medical x ray film illuminator clips
42201907 | Medical x ray film stereoscopes
42201907 | Medical x ray film stereoscopes
42201908 | Medical fluoroscopic screen hoods
42201908 | Medical fluoroscopic screen hoods
42202000 | Medical diagnostic gamma cameras and related products
42202001 | Medical gamma cameras for general use
42202001 | Medical gamma cameras for general use
42202002 | Lymphatic mapping navigator systems
42202002 | Lymphatic mapping navigator systems or accessories
42202003 | Lymphatic mapping probes
42202003 | Lymphatic mapping probes
42202004 | Lymphatic mapping collimators
42202004 | Lymphatic mapping collimators
42202005 | Lymphatic mapping procedure packs
42202005 | Lymphatic mapping procedure pack
42202006 | Gamma bone densitometers
42202006 | Bone densitometer
42202007 | Medical gamma camera quality assurance or calibration devices | New
42202008 | Lymphatic mapping navigator system accessories | New
42202100 | Brachytherapy products
42202101 | Brachytherapy intracavity containers or seeds
42202101 | Brachytherapy intracavity containers or seeds
42202102 | Brachytherapy catheters or syringes or inserters or applicators
42202102 | Brachytherapy catheters or syringes or inserters or applicators
42202103 | Brachytherapy seed storage containers
42202103 | Brachytherapy seed storage containers
42202104 | Brachytherapy seed capture kits
42202104 | Brachytherapy seed capture kits
42202105 | Brachytherapy units
42202105 | Brachytherapy units
42202106 | Manual radionuclide applicator systems or guides
42202106 | Manual radionuclide applicator system
42202107 | Platinum titanium gold isotope needles | New
42202108 | Remote-controlled radionuclide applicator systems | New
42202200 | Gamma radiation therapy products
42202201 | Radiosurgical gamma knife collimators or helmets
42202201 | Radiosurgical gamma knife collimators or helmets
42202202 | Radiosurgical gamma knife units or scintillators
42202202 | Radiosurgical gamma knife units or scintillators
42202203 | Cushion sets for radiosurgical helmets
42202203 | Cushion sets for radiosurgical helmets
42202204 | Radionuclide rebreathing systems
42202204 | Radionuclide rebreathing system
42202205 | Radiation therapy beam shaping blocks
42202205 | Radiation therapy beam shaping block
42202300 | Medical linear accelerator intensity modulated radiation therapy IMRT products
42202301 | Medical linear accelerator intensity modulated radiation therapy IMRT two dimensional units |  | Accessories - use 42202304
42202301 | Medical linear accelerator intensity modulated radiation therapy IMRT two dimensional units
42202302 | Medical linear accelerator intensity modulated radiation therapy IMRT three dimensional units
42202302 | Medical linear accelerator intensity modulated radiation therapy IMRT three dimensional units
42202303 | Medical linear accelerator intensity modulated radiation therapy IMRT collimators
42202303 | Medical linear accelerator intensity modulated radiation therapy IMRT collimators
42202304 | Medical linear accelerator intensity modulated radiation therapy IMRT accessories | New
42202400 | Medical positron emission tomography PET equipment and related products
42202401 | Medical positron emission tomography PET units
42202401 | Medical positron emission tomography PET units
42202402 | Medical positron emission tomography PET unit accessories | New
42202500 | Medical single photon emission computed tomography SPECT equipment and related products
42202501 | Medical single photon emission computed tomography SPECT units
42202501 | Medical single photon emission computed tomography SPECT units
42202502 | Medical single photon emission computed tomography SPECT unit accessories | New
42202600 | Radioimmunotherapy and radioisotope administration products
42202601 | Thyroid irradiation therapy supplies
42202601 | Thyroid irradiation therapy supplies
42202602 | Test kits for radioimmunotherapy
42202602 | Test kits for radioimmunotherapy
42202603 | Radioimmunotherapy and radioisotope administration diagnostic dosing kits | New
42202604 | Radioimmunotherapy and radioisotope administration therapeutic dosing kits | New
42202700 | Radiotherapy teletherapy products
42202701 | Radiotherapy teletherapy cobalt 60 units
42202701 | Radiotherapy teletherapy cobalt 60 equipment
42202702 | Radiotherapy teletherapy linear accelerators
42202702 | Radiotherapy teletherapy linear accelerators
42202703 | Radiotherapy teletherapy orthovoltage x ray machines | Obsolete | See 42202706
42202704 | Radiotherapy teletherapy superficial x ray machines | Obsolete | See 42202706
42202705 | Radiology therapeutic x-ray collimators | New
42202706 | Radiology therapeutic x-ray units | New
42202707 | Radiology therapeutic x-ray unit accessories | New
42202900 | Low energy medical x ray equipment
42202901 | Low energy medical x ray units
42202901 | Low energy medical x ray units
42202902 | Low energy medical x ray unit accessories | New
42203000 | Medical linear accelerators and related products
42203001 | Mobile or transportable medical linear accelerators
42203001 | Mobile or transportable medical linear accelerators
42203002 | Medical linear accelerator accessories | New
42203003 | Stationary medical linear accelerators | New
42203100 | Radiobiological instruments | Obsolete | No replacement
42203101 | Radiobiological effect microdosimeters | Obsolete | No replacement
42203200 | Radiotherapy simulators
42203201 | X ray and fluoroscopy RF radiotherapy planning simulators
42203201 | X ray and fluoroscopy RF radiotherapy planning simulators
42203202 | Computed tomography CT or CAT radiotherapy simulators
42203202 | Computed tomography CT or CAT radiotherapy simulators
42203203 | Boron neutron capture therapy systems | New
42203300 | Medical stereotactic systems
42203301 | Frameless stereotactic therapy systems | Obsolete | See 42296615
42203302 | Stereotactic therapy headframes | Obsolete | See 42296613
42203303 | Stereotactic biopsy systems | Obsolete | See 42296607
42203400 | Vascular imaging and interventional cardiology and cardiac catheterization lab products
42203401 | Coronary stent | Obsolete | See 42295912
42203402 | Diagnostic or interventional vascular catheters for general use
42203402 | Diagnostic or interventional vascular catheters or sets
42203403 | Diagnostic or interventional vascular catheter introducers
42203403 | Diagnostic or interventional vascular catheter introducers or sets
42203404 | Vascular imaging guidewires
42203404 | Vascular imaging guidewire
42203405 | Angioplasty balloon catheters
42203405 | Angioplasty balloon catheter
42203406 | Removal devices of diagnostic or interventional vascular catheters
42203406 | Removal devices of diagnostic or interventional vascular catheters or sets
42203407 | Angiography contrast medium delivery sets
42203407 | Angiography contrast medium delivery set
42203408 | Cardiovascular sheath kits
42203408 | Cardiovascular sheath kits
42203409 | Angioscopic valvulotomes
42203409 | Angioscopic valvulotomes
42203410 | Cardiovascular catheter sheathes
42203410 | Cardiovascular catheter sheath
42203411 | Catheter carts | Obsolete | See 42192429
42203412 | Peripheral stent | Obsolete | See 42295911
42203413 | Vascular coils
42203413 | Vascular coil
42203414 | Vascular filters
42203414 | Vascular filter
42203415 | Cardiac catheterization lab equipment
42203415 | Cardiac catheterization lab equipment
42203416 | Cardiac ablation catheters
42203416 | Cardiac ablation catheter
42203417 | Endografts
42203417 | Endograft
42203418 | Artherectomy catheters
42203418 | Artherectomy catheter
42203419 | Biliary stent | Obsolete | See 42295910
42203420 | Vascular imaging snares
42203420 | Vascular imaging snare
42203421 | Diagnostic or interventional vascular trays or packs
42203421 | Diagnostic or interventional vascular tray or pack
42203422 | Embolization glues
42203422 | Embolization glue
42203423 | Embolization spheres
42203423 | Embolization sphere
42203424 | Arteriotomy site closure devices
42203424 | Arteriotomy site closure device
42203425 | Thrombectomy or embolectomy catheters
42203425 | Thrombectomy or embolectomy catheter or catheter set
42203426 | Angiography guidewire torque devices
42203426 | Angiography guidewire torque device
42203427 | Angiography introducer needles
42203427 | Angiography introducer needle
42203428 | Angiography control valves and hemostatic valves
42203428 | Angiography control valve and hemostatic valve
42203429 | Pericardiocentesis catheters
42203429 | Pericardiocentesis catheter
42203430 | Electrophysiology catheters
42203430 | Electrophysiology mapping catheter
42203431 | Catheter balloon repair kits | New
42203432 | Intravascular occluding catheters | New
42203433 | Angiography catheters | New
42203434 | Apex or vibro cardiographs | New
42203435 | Arteriotomy pressure point pads | New
42203436 | Cardiovascular angiographic injectors and syringes | New
42203437 | Cardiovascular catheter guidewire extensions | New
42203438 | Cardiovascular guidewire introducers | New
42203439 | Cardiovascular guidewire introducer kits | New
42203440 | Cardiovascular vessel dilators | New
42203441 | Intravascular ultrasound catheters | New
42203442 | Steerable catheter control systems | New
42203443 | Diagnostic or interventional vascular catheter sets for general use | New
42203444 | Diagnostic or interventional vascular catheter introducer sets | New
42203445 | Thrombectomy or embolectomy catheter sets | New
42203446 | Removal devices of diagnostic or interventional vascular catheter sets | New
42203447 | Cardiovascular catheterization kits or sets | New
42203500 | Cardiac pacemakers and related products
42203501 | Cardiac pacemaker generators or cardiac resynchronization therapy pacemakers CRT-P
42203501 | Cardiac pacemaker generator or cardiac resynchronization therapy pacemaker CRT-P
42203502 | Cardiac pacing leads or electrodes
42203502 | Cardiac pacing leads or electrodes or accessories
42203503 | Cardiac pacing lead introducers or sets
42203503 | Cardiac pacing lead introducers or sets
42203504 | Cardiac recorders
42203504 | Cardiac recorder
42203505 | Implantable cardioverter defibrillators ICD or cardiac resynchronization therapy defibrillators CRT-D
42203505 | Implantable cardioverter defibrillator ICD or cardiac resynchronization therapy defibrillator CRT-D
42203506 | Implantable cardiac defibrillator device ICD or cardiac resynchronization therapy defibrillator CRT D leads or electrodes
42203506 | Implantable cardiac defibrillator device ICD or cardiac resynchronization therapy defibrillator CRT D lead or electrode
42203507 | Cardiac pacemaker electrode function testers | New
42203508 | Cardiac pacing lead or electrode accessories | New
42203509 | Transvenous pacing catheters | New
42203510 | Transvenous pacing catheter kits or sets | New
42203600 | Medical radiological imaging information and archiving products
42203601 | Digital imaging network DIN system equipment
42203601 | Defense Digital Imaging Network DIN system equipment
42203602 | Digital imaging communications in medicine DICOM standard system equipment
42203602 | Digital Imaging Communications in Medicine DICOM standard system equipment
42203603 | Medical picture archiving computer systems PACS
42203603 | Medical picture archiving computer systems PACS
42203604 | Medical x ray film archiving system hardware | Obsolete | See - 42203609 to 42203613
42203605 | Medical x ray film archiving system software
42203605 | Medical x ray film archiving system software
42203606 | Teleradiography systems
42203606 | Teleradiography system
42203607 | Computer aided detection software
42203608 | Medical image digitizers | New
42203609 | Medical imaging information and archiving servers | New
42203610 | Medical imaging information and archiving remote viewing stations | New
42203611 | Medical imaging information and archiving secure networks | New
42203612 | Medical imaging information and archiving interoperability modules | New
42203613 | Medical imaging information and archiving workstations | New
42203700 | Medical imaging processing equipment and supplies
42203701 | Medical x ray film daylight stampers or identification printers
42203701 | Medical x ray film daylight stampers or identification printers
42203702 | Medical imaging wet darkroom or daylight processors
42203702 | Medical imaging wet darkroom or daylight processors
42203703 | Medical x ray passthrough boxes
42203703 | Medical x ray passthrough boxes
42203704 | Medical toners or developers
42203704 | Medical toners or developers
42203705 | Medical imaging dry laser printers or imagers
42203705 | Medical imaging dry laser printers or imagers
42203706 | Medical x ray film processing chemical kits
42203706 | Medical x ray film processing chemical kits
42203707 | Medical x ray darkroom accessories
42203707 | Medical x ray darkroom equipment or supplies
42203708 | Medical x ray film processing fixers
42203708 | Medical x ray film processing fixers
42203709 | Combination displays and printers for x ray system calibrator sets
42203709 | Combination displays and printers for x ray system calibrator sets
42203710 | Medical x ray film markers
42203710 | Medical x ray film markers
42203711 | Medical x ray film dryers | New
42203712 | Medical x ray temperature controllers | New
42203800 | Medical radiological positioning aids
42203801 | Medical computed tomography CT or CAT positioning aids
42203801 | Medical computed tomography CT or CAT positioning aids
42203802 | Medical magnetic resonance imaging MRI positioning aids
42203802 | Medical magnetic resonance imaging MRI positioning aids
42203803 | Medical radiological positioning aids for general radiological use
42203803 | Medical radiological positioning aids for general radiological use
42203804 | Radiation therapy positioning aids
42203804 | Radiation therapy positioning aid
42203805 | Light-beam patient position monitors | New
42203806 | Radiation therapy couches | New
42203900 | Medical radiation detection or monitoring products
42203901 | Medical radiation dosimeters |  | Accessories - see 42203905
42203901 | Medical radiation dosimeters
42203902 | Medical radiation films or badges
42203902 | Medical radiation films or badges
42203903 | Medical neutron radiation therapy systems
42203903 | Medical neutron radiation therapy system
42203904 | Nuclear sealed calibration sources | New
42203905 | Medical radiation dosimeter accessories | New
42203906 | Medical radiological wipe test counters | New
42203907 | Microbeam alpha particle and proton irradiation systems | New
42204000 | Medical radiological shielding and protection products
42204001 | Medical radiological shielding apron racks
42204001 | Medical radiological shielding apron racks
42204002 | Medical radiological shielding aprons or masks or drapes
42204002 | Medical radiological shielding aprons or masks or drapes
42204003 | Medical radiological shielding portable containers for radioactive materials
42204003 | Medical radiological shielding portable containers for radioactive materials
42204004 | Medical radiological shielding earplugs
42204004 | Medical radiological shielding earplugs
42204005 | Medical radiological shielding gloves
42204005 | Medical radiological shielding gloves
42204006 | Medical radiological shielding freestanding or portable screens or curtains
42204006 | Medical radiological shielding freestanding or portable screens
42204007 | Medical radiological shielding wall or ceiling or floor installed panels
42204007 | Medical radiological shielding wall or ceiling or floor installed panels
42204008 | Medical radiological shielding chambers or rooms or safes or cabinets
42204008 | Medical radiological shielding chambers or rooms or safes
42204009 | Medical radiological shielding eyewears
42204009 | Medical radiological shielding eyewear
42204010 | Medical radiological shielding bench-tops or workspaces | New
42204011 | Medical radiological dose calibrator shields | New
42204012 | Medical radiological dose calibrators | New
42204013 | Medical radiological dose-drawing frameworks or systems | New
42204014 | Medical radiological lead blocks or bricks | New
42204015 | Medical radiological lead foils or sheets | New
42204016 | Medical radiological lead-lined storage pigs | New
42204017 | Medical radiological needle or syringe or vial dippers | New
42204018 | Medical radiological translucent lead window panes | New
42204019 | Radiopharmaceutical label or marking or tracking systems | New
42204100 | Nuclear medicine hot lab equipment and related products
42204101 | Medical radiological syringe or vial shield or holders or carriers
42204101 | Syringe shield or holder or carrier
42204201 | Medical radiological nip-tongs | New
42204202 | Medical radiological rings | New
42204203 | Medical radiological rulers | New
42204301 | Medical radiological lung ventilation systems | New
42204302 | Medical radiological xenon trap monitors | New
42204303 | Medical radiological lung ventilation system accessories | New
42204304 | Medical radiological thyroid uptake systems | New
42204305 | Medical radiological thyroid uptake system accessories | New
42210000 | Independent living aids for the physically challenged
42211500 | Ambulation and transfer and positioning aids for the physically challenged
42211501 | Canes |  | Accessories - see 42211510
42211501 | Canes or cane accessories
42211502 | Crutches |  | Accessories - see 42211510
42211502 | Crutches or crutch accessories
42211503 | Positioning devices
42211503 | Positioning devices
42211504 | Standers or standing cages or standing aids
42211504 | Standers or standing aids
42211505 | Walker or rollator accessories
42211505 | Walker or rollator accessories
42211506 | Walkers or rollators
42211506 | Walkers or rollators
42211507 | Whole body sliding or turning devices
42211507 | Whole body sliding or turning devices
42211508 | Multifunctional mobility devices
42211508 | Multifunctional mobility devices or accessories
42211509 | Head or face protective helmets or devices or accessories for the physically challenged
42211509 | Head or face protective helmets or devices or accessories for the physically challenged
42211510 | Cane accessories | New
42211511 | Crutch accessories | New
42211512 | Head or face protective helmet or device accessories for the physically challenged | New
42211513 | Multifunctional mobility devices accessories | New
42211514 | Positioning chairs | New
42211515 | Standers or standing cage or standing aid accessories | New
42211600 | Bathroom and bathing aids for the physically challenged
42211601 | Bathboards for the physically challenged
42211601 | Bathboards for the physically challenged
42211602 | Bath brushes or sponges or scrubbers for the physically challenged
42211602 | Bath brushes or sponges or scrubbers for the physically challenged
42211603 | Bath lifts for the physically challenged
42211603 | Bath lifts or accessories for the physically challenged
42211604 | Bath mitts for the physically challenged
42211604 | Bath mitts for the physically challenged
42211605 | Bath pillows for the physically challenged
42211605 | Bath pillows for the physically challenged
42211606 | Commodes for the physically challenged
42211606 | Commodes or accessories for the physically challenged
42211607 | Elevated toilet seats for the physically challenged
42211607 | Elevated toilet seats for the physically challenged
42211608 | Grab bars or tub safety rails for the physically challenged
42211608 | Grab bars or tub safety rails for the physically challenged
42211610 | Shower or bath chairs or seats for the physically challenged
42211610 | Shower or bath chairs or seats for the physically challenged
42211611 | Sitz baths for the physically challenged
42211611 | Sitz baths for the physically challenged
42211612 | Toilet arm supports for the physically challenged
42211612 | Toilet arm supports for the physically challenged
42211613 | Toilet frames for the physically challenged
42211613 | Toilet frames for the physically challenged
42211614 | Toilet seats for the physically challenged
42211614 | Toilet seats for the physically challenged
42211615 | Toilet seat lifters for the physically challenged
42211615 | Toilet seat lifters for the physically challenged
42211616 | Hygiene or stimulation toileting aids for the physically challenged
42211616 | Hygiene or stimulation toileting aids for the physically challenged
42211617 | Transfer benches for the physically challenged
42211617 | Transfer benches for the physically challenged
42211618 | Bedwetting wrist alarm for the physically challenged
42211618 | Bedwetting wrist alarm for the physically challenged
42211619 | Soap protector for eyes and ears for the physically challenged
42211619 | Soap protector for eyes and ears for the physically challenged
42211620 | Shampoo tray or basin for the physically challenged
42211620 | Shampoo tray or basin for the physically challenged
42211621 | Bath lift accessories for the physically challenged | New
42211622 | Commode accessories for the physically challenged | New
42211700 | Communication aids for the physically challenged
42211701 | Adaptive communication switches for the physically challenged
42211701 | Adaptive communication switches for the physically challenged
42211702 | Braille devices for the physically challenged
42211702 | Braille devices for the physically challenged
42211703 | Braille writing paper or plastic for physically challenged
42211703 | Braille writing paper or plastic for physically challenged
42211704 | Headpointers or mouthsticks for the physically challenged
42211704 | Headpointers or mouthsticks for the physically challenged
42211705 | Hearing aids for the physically challenged
42211705 | Hearing aids for the physically challenged
42211706 | Letter or symbol boards for the physically challenged
42211706 | Letter or symbol boards for the physically challenged
42211707 | Telecommunication devices TDD or teletypewriters TTY for the physically challenged
42211707 | Telecommunication devices TDD or teletypewriters TTY for the physically challenged
42211708 | Telephone aids for the physically challenged
42211708 | Telephone aids for the physically challenged
42211709 | Typing aids for the physically challenged
42211709 | Typing aids for the physically challenged
42211710 | Writing aids for the physically challenged
42211710 | Writing aids for the physically challenged
42211711 | Voice synthesizers for the physically challenged
42211711 | Voice synthesizers for the physically challenged
42211712 | Cases for hearing aids
42211712 | Cases for hearing aids
42211713 | Anti-stammering devices | New
42211714 | Battery-powered artificial larynges | New
42211715 | Powered communication systems | New
42211800 | Dressing and grooming aids for the physically challenged
42211801 | Button hooks for the physically challenged
42211801 | Button hooks for the physically challenged
42211802 | Dressing kits for the physically challenged
42211802 | Dressing kits for the physically challenged
42211803 | Dressing sticks for the physically challenged
42211803 | Dressing sticks for the physically challenged
42211804 | Hairbrushes or combs for the physically challenged
42211804 | Hairbrushes or combs for the physically challenged
42211805 | Inspection mirror for the physically challenged
42211805 | Inspection mirror for the physically challenged
42211806 | Lotion applicators for the physically challenged
42211806 | Lotion applicators for the physically challenged
42211807 | Mouth care for the physically challenged
42211807 | Mouth care for the physically challenged
42211808 | Nail clippers or files for the physically challenged
42211808 | Nail clippers or files for the physically challenged
42211809 | Pant clips for the physically challenged
42211809 | Pant clips for the physically challenged
42211810 | Shoe fasteners for the physically challenged
42211810 | Shoe fasteners for the physically challenged
42211811 | Shoe horns for the physically challenged
42211811 | Shoe horns for the physically challenged
42211812 | Sock or stocking aids for the physically challenged
42211812 | Sock or stocking aids for the physically challenged
42211813 | Zipper pulls for the physically challenged
42211813 | Zipper pulls for the physically challenged
42211900 | Eating and drinking and food preparation aids for the physically challenged
42211901 | Anti slip materials for the physically challenged
42211901 | Anti slip materials for the physically challenged
42211902 | Assistive cooking devices for the physically challenged
42211902 | Assistive cooking devices for the physically challenged
42211903 | Can openers for the physically challenged
42211903 | Can openers for the physically challenged
42211904 | Choppers for the physically challenged
42211904 | Choppers for the physically challenged
42211905 | Cups or mugs for the physically challenged
42211905 | Cups or mugs for the physically challenged
42211906 | Cutlery or utensil holders for the physically challenged
42211906 | Cutlery or utensil holders for the physically challenged
42211907 | Cutlery or utensils for the physically challenged
42211907 | Cutlery or utensils for the physically challenged
42211908 | Cutting or paring boards for the physically challenged
42211908 | Cutting or paring boards for the physically challenged
42211909 | Drink holders for the physically challenged
42211909 | Drink holders for the physically challenged
42211910 | Food catchers or bibs for the physically challenged
42211910 | Food catchers or bibs for the physically challenged
42211911 | Food guards for the physically challenged
42211911 | Food guards for the physically challenged
42211912 | Holders for kitchen devices for the physically challenged
42211912 | Holders for kitchen devices for the physically challenged
42211913 | Jumbo digit timers for the physically challenged
42211913 | Jumbo digit timers for the physically challenged
42211914 | Measuring aids for the physically challenged
42211914 | Measuring aids for the physically challenged
42211915 | Self feeders for the physically challenged
42211915 | Self feeders or accessories for the physically challenged
42211916 | Straws or straw holders for the physically challenged
42211916 | Straws or straw holders for the physically challenged
42211917 | Tableware for the physically challenged
42211917 | Tableware for the physically challenged
42211918 | Talking food scales for the physically challenged
42211918 | Talking food scales for the physically challenged
42211919 | Self feeder accessories for the physically challenged | New
42212000 | Housekeeping and homemaking aids for the physically challenged
42212001 | Door openers for the physically challenged
42212001 | Door openers for the physically challenged
42212002 | Key turners or holders for the physically challenged
42212002 | Key turners or holders for the physically challenged
42212003 | Knob turners for the physically challenged
42212003 | Knob turners for the physically challenged
42212004 | Light switch extensions for the physically challenged
42212004 | Light switch extensions for the physically challenged
42212005 | Long handled dustpans or brushes for the physically challenged
42212005 | Long handled dustpans or brushes for the physically challenged
42212006 | Self opening scissors for the physically challenged
42212006 | Self opening scissors for the physically challenged
42212007 | Suction brushes for the physically challenged
42212007 | Suction brushes for the physically challenged
42212100 | Leisure and recreational aids for the physically challenged
42212101 | Automatic card shufflers for the physically challenged
42212101 | Automatic card shufflers for the physically challenged
42212102 | Board games for the physically challenged
42212102 | Board games for the physically challenged
42212103 | Book holders for the physically challenged
42212103 | Book holders for the physically challenged
42212104 | Braille or large face playing cards for the physically challenged
42212104 | Braille or large face playing cards for the physically challenged
42212105 | Camping equipment for the physically challenged
42212105 | Camping equipment for the physically challenged
42212106 | Fishing or hunting aids for the physically challenged
42212106 | Fishing or hunting aids for the physically challenged
42212107 | Flotation or swimming aids for the physically challenged
42212107 | Flotation or swimming aids for the physically challenged
42212108 | Gardening tools for the physically challenged
42212108 | Gardening tools for the physically challenged
42212109 | Handicraft tools or materials or equipment for the physically challenged
42212109 | Handicraft tools or materials or equipment for the physically challenged
42212110 | Page turners for the physically challenged
42212110 | Page turners for the physically challenged
42212111 | Playing card holders for the physically challenged
42212111 | Playing card holders for the physically challenged
42212112 | Sewing aids for the physically challenged
42212112 | Sewing aids for the physically challenged
42212113 | Smokers aids for the physically challenged
42212113 | Smokers aids for the physically challenged
42212200 | Medication handling aids for the physically challenged
42212201 | Pill crushers or splitters for the physically challenged
42212201 | Pill crushers or splitters for the physically challenged
42212202 | Pill organizers for the physically challenged
42212202 | Pill organizers for the physically challenged
42212203 | Pill reminders for the physically challenged
42212203 | Pill reminders for the physically challenged
42212204 | Tube squeezers for the physically challenged
42212204 | Tube squeezers for the physically challenged
42212300 | Reaching and gripping aids for the physically challenged
42212301 | Grip materials or devices for the physically challenged
42212301 | Grip materials or devices for the physically challenged
42212302 | Holders for the physically challenged
42212302 | Holders for the physically challenged
42212303 | Container openers for the physically challenged
42212303 | Container openers for the physically challenged
42212304 | Reachers for the physically challenged
42212304 | Reachers for the physically challenged
42212305 | Insulin vial holders or protectors | New
42212306 | Syringe adaptors or holders | New
42220000 | Intravenous and arterial administration products
42221500 | Intravenous and arterial cannulas and catheters and accessories
42221501 | Arterial line catheters
42221501 | Arterial line catheters
42221502 | Arterial line continuous catheter flush valves
42221502 | Arterial line continuous catheter flush valves
42221503 | Central venous catheters
42221503 | Central venous catheters
42221504 | Peripherally inserted central catheters PICC
42221504 | Peripheral intravenous catheters for general use | Obsolete | See 42221512
42221505 | Pediatric or microflow or scalp vein intravenous or arterial catheters | Obsolete | See 42221501
42221506 | Umbilical catheters
42221506 | Umbilical catheters
42221507 | Intravenous or arterial start kit without catheters
42221507 | Intravenous or arterial start kit without catheter
42221508 | Intravenous or arterial catheter skin care kits or sets
42221508 | Intravenous or arterial catheter skin care kits
42221509 | Intravenous or arterial catheter trays
42221509 | Intravenous or arterial catheter tray
42221512 | Intravenous catheters
42221512 | Intravenous or arterial cannulas or accessories
42221513 | Cardiovascular catheterization kits | Obsolete | see 42203447
42221514 | Pulmonary artery catheters
42221514 | Pulmonary artery catheter
42221515 | Central venous catheter repair kit or sets
42221515 | Central venous catheter repair kit
42221516 | Catheter tip occluders
42221516 | Catheter tip occluder
42221517 | Hemodialysis catheter | Obsolete | See 42161659
42221518 | Splint strapping material | Obsolete
42221519 | Arterial cannula adjustable suture rings | New
42221520 | Arterial cannula dilator tip introducers or obturators | New
42221521 | High-flow coronary artery ostial cannulae | New
42221522 | Arterial cannula integrated pressure monitoring ports | New
42221523 | Hepatic artery catheters | New
42221524 | Left-heart catheters | New
42221525 | Arterial cannula hemostasis caps
42221600 | Intravenous and arterial tubing and administration sets and related products
42221601 | Intravenous or arterial administration air bubble detectors
42221601 | Intravenous or arterial administration air bubble detectors
42221602 | Intravenous or arterial administration ports or injection sites or caps or protectors
42221602 | Intravenous or arterial administration ports or injection sites or caps or protectors
42221603 | Intravenous or arterial extension tubing
42221603 | Intravenous or arterial extension tubing
42221604 | Intravenous or arterial tubing adapters or connectors or locks or caps or protectors
42221604 | Intravenous or arterial tubing adapters or connectors or locks or caps or protectors
42221605 | Intravenous or arterial tubing check valves
42221605 | Intravenous or arterial tubing check valves
42221606 | Intravenous or arterial tubing clamps
42221606 | Intravenous or arterial tubing clamps
42221607 | Intravenous or arterial tubing filters or screens for general use
42221607 | Intravenous or arterial tubing filters or screens for general use
42221608 | Intravenous or arterial tubing identification labels or tapes
42221608 | Intravenous or arterial tubing identification labels or tapes
42221609 | Intravenous or arterial tubing administration sets
42221609 | Intravenous or arterial tubing administration set
42221610 | Intravenous tubing spike entry ports or caps or protectors
42221610 | Intravenous tubing spike entry ports or caps or protectors
42221611 | Intravenous tubing spikes or caps or protectors
42221611 | Intravenous tubing spikes or caps or protectors
42221612 | Intravenous or arterial tubing needleless injection ports or stopcocks or manifolds
42221612 | Intravenous or arterial tubing needleless injection ports or stopcocks or manifolds
42221613 | Intravenous tubing transfer leg closures or snaps
42221613 | Intravenous tubing transfer leg closures or snaps
42221614 | Intravenous tubing with catheter administration kits
42221614 | Intravenous tubing with catheter administration kits
42221615 | Secondary or piggyback medication intravenous tubing
42221615 | Secondary or piggyback medication intravenous tubing
42221616 | Intravenous or arterial tubing extension sets
42221616 | Intravenous or arterial tubing extension set
42221617 | Needle resheathers
42221617 | Needle resheathers
42221618 | Intravenous or arterial procedure trays
42221618 | Intravenous or arterial procedure trays
42221619 | Needleless injection manifold kits
42221619 | Needleless injection manifold kit
42221700 | Intravenous and arterial infusion bags and containers and related products
42221701 | Intravenous or arterial infusion bags or containers
42221701 | Intravenous or arterial infusion single port bags or containers
42221702 | Intravenous or arterial infusion transfer bags or containers | Obsolete | See 42221701
42221703 | Intravenous or arterial fluid warmers
42221703 | Intravenous or arterial fluid warmers or accessories
42221704 | Intravenous or arterial pressure infusion bags
42221704 | Intravenous or arterial pressure infusion bags
42221705 | Analgesia infusion vial assemblies
42221705 | Analgesia infusion vial assemblies
42221706 | Intravenous or arterial infusion transfer bags or container spouts
42221706 | Intravenous or arterial infusion transfer bags or container spouts
42221707 | Analgesic infusion sets or kits
42221707 | Analgesic infusion sets or kits
42221708 | Intravenous or arterial fluid warmer accessories | New
42221800 | Intravenous and arterial catheter and needle positioning aids
42221801 | Intravenous or arterial arm board covers
42221801 | Intravenous or arterial arm board covers
42221802 | Intravenous or arterial arm boards
42221802 | Intravenous or arterial arm boards
42221803 | Intravenous or arterial catheter positioning tapes or dressings or straps or cuffs
42221803 | Intravenous or arterial catheter positioning tapes or dressings or straps or cuffs
42221900 | Intravenous or arterial flow measurement and regulation products
42221901 | Dial calibrated intravenous flowmeters or regulators
42221901 | Dial calibrated intravenous flowmeters or regulators
42221902 | Intravenous drop counters or regulators
42221902 | Intravenous drop counters or regulators
42221903 | Ultrasonic blood flow detectors
42221903 | Ultrasonic blood flow detectors
42221904 | Electromagnetic blood flowmeters
42221904 | Electromagnetic blood flowmeter
42221905 | Laser blood flowmeters
42221905 | Laser blood flowmeter
42221906 | Magnetic resonance blood flowmeters
42221906 | Magnetic resonance blood flowmeter
42221907 | Cardiovascular blood flowmeters | New
42221908 | Cassette-intravenous injection sets | New
42221909 | Chemotherapy dosage regulators | New
42221910 | Extravascular blood-flow probes | New
42221911 | Flow directed catheters | New
42222000 | Intravenous infusion pumps and its analyzers and sensors and its accessories
42222001 | Intravenous infusion pumps for general use
42222001 | Intravenous infusion pumps for general use
42222002 | Intravenous syringe infusion pumps
42222002 | Intravenous syringe infusion pumps
42222003 | Multichannel intravenous infusion pumps
42222003 | Multichannel intravenous infusion pumps
42222004 | Patient controlled analgesia infusion pumps
42222004 | Patient controlled analgesia infusion pumps
42222005 | Intravenous pump parts or accessories
42222005 | Intravenous pump parts or accessories
42222006 | Intravenous infusion pump analyzers or sensors
42222006 | Intravenous infusion pump analyzers or sensors
42222007 | Intravenous infusion pump transducers
42222007 | Intravenous infusion pump transducers
42222008 | Infusion pump kits
42222008 | Infusion pump kits or accessories
42222009 | Syringe actuators for an injector
42222009 | Syringe actuator for an injector
42222010 | Intravenous infusion pump clamp block assemblies | New
42222011 | General hospital analytical sampling infusion pumps | New
42222012 | Infusion pump kit accessories | New
42222100 | Intravenous and arterial equipment suspension and transport systems
42222101 | Intravenous or arterial line equipment hangers
42222101 | Intravenous or arterial line equipment hangers
42222102 | Mounted tracks or racks for intravenous infusion gravity systems
42222102 | Mounted tracks or racks for intravenous infusion gravity systems
42222103 | Intravenous infusion poles for wheelchairs
42222103 | Intravenous infusion poles for wheelchairs
42222104 | Intravenous or arterial line poles or stands |  | Accessories - see 42222105
42222104 | Intravenous or arterial line poles or stands
42222105 | Intravenous or arterial line pole or stand accessories | New
42222200 | Needleless intravenous injection and withdrawal systems
42222201 | Needleless intravenous injection syringe sets or injection cannulae
42222201 | Needleless intravenous injection syringe set or injection cannula
42222202 | Needleless vial or bag withdrawal cannulas or adapters or decanters
42222202 | Needleless vial or bag withdrawal cannulas or adapters or decanters
42222300 | Blood administration and transfusion products
42222301 | Blood transfusion administration kits
42222301 | Blood transfusion administration kits
42222302 | Blood transfusion filters or screens |  | Accessories - see 42222313
42222302 | Blood transfusion filters or screens or accessories
42222303 | Blood administration or transfusion identification systems
42222303 | Blood administration or transfusion identification systems
42222304 | Blood administration or transfusion tubing
42222304 | Blood administration or transfusion tubing
42222305 | Blood administration or transfusion tubing clamps
42222305 | Blood administration or transfusion tubing clamps
42222306 | Blood administration or transfusion waste collection systems | Obsolete | See 42222301
42222307 | Blood warming or transfusion systems
42222307 | Blood warming or transfusion systems
42222308 | Blood administration or transfusion bags or containers | Obsolete | See 42222301
42222309 | Blood administration or transfusion conservation systems | Obsolete | See 42222301
42222310 | Blood exchange-transfusion kits | New
42222311 | Angiographic fluid administration-waste collection systems | New
42222312 | Blood cell collection recovery packs | New
42222313 | Blood transfusion filter or screen accessories | New
42230000 | Clinical nutrition
42231500 | Enteral feeding equipment and supplies
42231501 | Enteral feeding infusion pumps
42231501 | Enteral feeding infusion pumps
42231502 | Enteral feeding administration sets
42231502 | Enteral feeding administration sets
42231503 | Enteral feeding irrigation sets or trays
42231503 | Enteral feeding irrigation sets or trays
42231504 | Enteral nutrition bags or containers
42231504 | Enteral nutrition bags or containers
42231505 | Enteral feeding set adapters or connectors or extensions
42231505 | Enteral feeding set adapters or connectors or extensions
42231506 | Nasoenteric tube securing devices
42231506 | Nasoenteric tube securing devices
42231507 | Enteral tube cleaning brushes
42231507 | Enteral tube cleaning brush
42231508 | Enteral feeding set valves
42231508 | Enteral feeding set valves
42231509 | Enteral nutrition weighing chambers
42231509 | Enteral nutrition weighing chambers
42231510 | Enteral feeding infusion pump tubing sets
42231510 | Enteral feeding infusion pump tubing sets
42231600 | Gastrostomy and jejunostomy access devices or accessories
42231601 | Gastrostomy tubes or kits for general use
42231601 | Gastrostomy tubes for general use
42231602 | Gastric percutaneous tubes or kits
42231602 | Percutaneous Endoscopic Gastrostomy tubes
42231603 | Jejunostomy tubes or kits
42231603 | Jejunostomy tubes
42231604 | Gastric access buttons
42231604 | Gastric access buttons
42231605 | Gastrostomy or jejunostomy tube holders
42231605 | Gastrostomy or jejunostomy tube holders
42231606 | Colon decompression kits
42231606 | Colon decompression kits
42231608 | Jejunostomy catheter and needle sets
42231608 | Jejunostomy catheter and needle sets
42231609 | Gastrostomy feeding tube kits
42231609 | Gastrostomy feeding tube kits
42231610 | Colonic irrigation systems | New
42231611 | Duodenal tube balloons | New
42231612 | Duodenal tube tips | New
42231613 | Gastric lavage tubes or kits | New
42231614 | General well being colonic irrigation systems | New
42231615 | Intragastric hypothermia apparatus | New
42231616 | Jejunostomy tube holders | New
42231617 | Sterile lavage sets | New
42231618 | Stoma measuring devices | New
42231700 | Nasoenteric tubes
42231701 | Nasogastric tubes
42231701 | Nasogastric tubes
42231702 | Nasojejunal tubes
42231702 | Nasojejunal tubes
42231703 | Gastric decompression tubes
42231703 | Gastric decompression tubes
42231704 | Nasoenteric tubes not elsewhere classified | Obsolete | See 42231701 or 42231702
42231705 | Nasogastric filters
42231705 | Nasogastric filters
42231800 | Formulas and products for nutritional support
42231801 | Adult supplemental formulas or bars or puddings for general use
42231801 | Adult supplemental formulas for general use
42231802 | Pediatric supplemental formulas or bars or puddings for general use
42231802 | Pediatric supplemental formulas
42231803 | Adult disease specific supplemental formulas or bars or puddings
42231803 | Adult disease specific supplemental formulas
42231804 | Pediatric disease specific supplemental formulas or bars or puddings
42231804 | Pediatric disease specific supplemental formulas
42231805 | Nutritional bars or pudding or other supplements | Obsolete | See 42231801
42231806 | Medical nutrition food or liquid thickeners
42231806 | Medical nutrition food or liquid thickeners
42231807 | Nursing bottle nipples
42231807 | Nursing bottle nipples
42231808 | Feeding bottles
42231808 | Feeding bottles or accessories
42231809 | Feeding bottle accessories
42231900 | Breast feeding equipment and supplies
42231901 | Breast pumps
42231901 | Breast pumps or its accessories
42231902 | Breast shells or shields
42231902 | Breast shells or shields
42231903 | Breast pump kits
42231903 | Breast pump kits
42231904 | Breast feeding pillows
42231904 | Breast feeding pillow
42231905 | Breast pump accessories or accessory kits | New
42231906 | Breast milk warmers | New
42232000 | Tablet crushers and cutters and related products
42232001 | Tablet crushers |  | Accessories - 42232004
42232001 | Tablet crushers or accessories
42232002 | Tablet crusher dispensers |  | Accessories - 42232005
42232002 | Tablet crusher dispensers or accessories
42232003 | Tablet cutters |  | Accessories - 42232006
42232003 | Tablet cutters or accessories
42232004 | Tablet crusher accessories | New
42232005 | Tablet crusher dispenser accessories | New
42232006 | Tablet cutter accessories | New
42240000 | Orthopedic and prosthetic and sports medicine products
42241500 | Casting and splinting supplies
42241501 | Cast footwears
42241501 | Cast footwear
42241502 | Cast or splint padding materials
42241502 | Cast or splint padding materials
42241503 | Cast or splint protectors
42241503 | Cast or splint protectors
42241504 | Cast or splint stockinet or liners
42241504 | Cast or splint stockinet or liners
42241505 | Orthopedic casting rolls or tapes
42241505 | Orthopedic casting rolls or tapes
42241506 | Orthopedic casting material for splints
42241506 | Orthopedic casting material for splints
42241507 | Orthopedic splint systems
42241507 | Orthopedic splint systems
42241509 | Thermoplastic orthoses components
42241509 | Thermoplastic orthoses components
42241510 | Thermoplastic splint kits or materials
42241510 | Thermoplastic splint kits or materials
42241511 | Traction splint sets
42241511 | Traction splint sets
42241512 | Cast or splint bonding materials
42241512 | Cast or splint bonding materials
42241513 | Carrier and storage cases for splints or precut splints or splint systems
42241513 | Carrier and storage cases for splints or precut splints or splint systems
42241514 | Instrument rolls for splint sets
42241514 | Instrument rolls for splint sets or accessories
42241515 | Cases for splint or accessories | Obsolete | See - 42171922
42241516 | Marker for splinting materials
42241516 | Marker for splinting material
42241517 | Cast spreaders
42241517 | Cast spreader
42241518 | Rigid pneumatic structure orthosis | New
42241519 | Instrument rolls for splint accessories | New
42241520 | Casting or splinting accessories | New
42241600 | Casting equipment and parts and accessories
42241601 | Cast or splint carts | Obsolete | See 42192409
42241602 | Cast cutters or saws
42241602 | Cast cutters or saws
42241603 | Cast removal systems
42241603 | Cast removal systems
42241604 | Cast vacuums
42241604 | Cast vacuums
42241606 | Cast impression trays
42241606 | Cast impression trays
42241607 | Cast stands | Obsolete | See - 42241520
42241700 | Orthopedic softgoods for lower extremity
42241701 | Ankle or foot orthopedic softgoods
42241701 | Ankle or foot orthopedic softgoods
42241702 | Hip orthopedic softgoods
42241702 | Hip orthopedic softgoods
42241703 | Knee braces or supports
42241703 | Knee brace or support
42241704 | Knee immobilizers or arthroscopic wraps | Obsolete | See 42241703 or 42241705
42241705 | Leg orthopedic softgoods
42241705 | Leg orthopedic softgoods or accessories
42241706 | Orthotics or foot care products
42241706 | Orthotics or foot care products
42241707 | Walking braces
42241707 | Walking braces
42241708 | Femoral fracture pillows
42241708 | Femoral fracture pillows
42241709 | Post operative shoes
42241709 | Post operative shoes or accessories
42241710 | Cryotherapeutic ankle cuffs | New
42241711 | Cryotherapeutic knee cuffs | New
42241712 | Orthopedic prosthetic foams | New
42241713 | Prosthetic device accessories | New
42241714 | Orthopedic softgood for lower extremity accessories | New
42241800 | Orthopedic softgoods for upper extremity and torso
42241801 | Arm orthopedic softgoods
42241801 | Arm orthopedic softgoods
42241802 | Back or lumbar or sacral orthopedic softgoods
42241802 | Back or lumbar or sacral orthopedic softgoods
42241803 | Cervical collars or neck braces
42241803 | Cervical collars or neck braces
42241804 | Clavicle orthopedic softgoods
42241804 | Clavicle orthopedic softgoods
42241805 | Elbow orthopedic softgoods
42241805 | Elbow orthopedic softgoods
42241806 | Forearm or wrist or thumb orthopedic softgoods
42241806 | Forearm or wrist or thumb orthopedic softgoods
42241807 | Hand or finger orthopedic softgoods
42241807 | Hand or finger orthopedic softgoods
42241808 | Ribs or abdomen orthopedic softgoods
42241808 | Ribs or abdomen orthopedic softgoods
42241809 | Shoulder orthopedic softgoods
42241809 | Shoulder orthopedic softgoods
42241811 | Hernia truss
42241811 | Hernia truss
42241900 | Outrigger and dynamic splinting supplies
42241901 | Outrigger splint kits
42241901 | Outrigger splint kits
42241902 | Outrigger splint parts
42241902 | Outrigger splint parts or accessories
42242000 | Prosthetic devices or accessories and supplies
42242001 | Lower extremity prosthetic devices
42242001 | Lower extremity prosthetic devices
42242002 | Upper extremity prosthetic devices
42242002 | Upper extremity prosthetic devices
42242003 | Prosthetic clamping devices
42242003 | Prosthetic clamping devices or accessories
42242004 | Prosthesis stump socks or covers
42242004 | Prosthesis stump sock or cover
42242005 | Prosthetic clamping device accessories | New
42242006 | Orthopedic upper limb appliances | New
42242100 | Orthopedic traction supplies and accessories
42242101 | Arm traction supplies
42242101 | Arm traction supplies
42242102 | Hand or finger traction supplies
42242102 | Hand or finger traction supplies
42242103 | Head or neck traction supplies
42242103 | Head or neck traction supplies
42242104 | Leg traction supplies
42242104 | Leg traction supplies
42242105 | Mobile traction carts | Obsolete | See 42192430
42242106 | Pelvis or back traction supplies
42242106 | Pelvis or back traction supplies
42242107 | Pivotal traction therapy supplies
42242107 | Pivotal traction therapy supplies
42242108 | Orthopedic traction hardware or weights
42242108 | Orthopedic traction hardware or weights
42242109 | Orthopedic traction softgoods for general use
42242109 | Orthopedic traction softgoods for general use
42242300 | Orthopedic equipment and supplies | Obsolete | No
42242301 | Orthopedic scar pumps | Obsolete | See 42251631
42242302 | Orthopedic upper limb appliances | Obsolete | See - 42242006
42250000 | Physical and occupational therapy and rehabilitation products
42251500 | Cognitive and dexterity and perceptual and sensory evaluation and therapy products
42251501 | Dressing education products
42251501 | Dressing education products
42251502 | Cognitive or dexterity or perceptual or sensory evaluation or testing products
42251502 | Cognitive or dexterity or perceptual or sensory evaluation or testing products
42251503 | Therapeutic games
42251503 | Therapeutic games
42251504 | Therapeutic pegboards or activity boards
42251504 | Therapeutic pegboards or activity boards
42251505 | Therapeutic puzzles
42251505 | Therapeutic puzzles
42251506 | Therapeutic decorating boxes
42251506 | Therapeutic decorating boxes
42251600 | Rehabilitation exercise devices and equipment
42251601 | Balance beams or boards or bolsters or rockers for rehabilitation or therapy
42251601 | Balance beams or boards or bolsters or rockers for rehabilitation or therapy
42251602 | Climbing devices for rehabilitation or therapy
42251602 | Climbing devices for rehabilitation or therapy
42251603 | Continuous passive motion CPM devices |  | See Accessories
42251603 | Continuous passive motion CPM devices or accessories
42251604 | Extremity exercise skates for rehabilitation or therapy
42251604 | Extremity exercise skates for rehabilitation or therapy
42251605 | Pedal exercisers for rehabilitation or therapy
42251605 | Pedal exercisers for rehabilitation or therapy
42251606 | Powder boards for rehabilitation or therapy
42251606 | Powder boards for rehabilitation or therapy
42251607 | Pulleys for rehabilitation or therapy
42251607 | Pulleys or accessories for rehabilitation or therapy
42251608 | Resistive exercise bands or putty or tubing for rehabilitation or therapy
42251608 | Resistive exercise bands or putty or tubing or accessories for rehabilitation or therapy
42251609 | Skateboards or figure eight boards for rehabilitation or therapy
42251609 | Skateboards or figure eight boards for rehabilitation or therapy
42251610 | Therapeutic balls
42251610 | Therapeutic balls or accessories
42251611 | Vestibular motion devices for rehabilitation or therapy
42251611 | Vestibular motion devices for rehabilitation or therapy
42251612 | Weights or sets for rehabilitation or therapy
42251612 | Weights or sets or accessories for rehabilitation or therapy
42251613 | Treadmill exercisers for rehabilitation or therapy
42251613 | Treadmill exercisers for rehabilitation or therapy
42251614 | Sandbags or sandbag sets for rehabilitation or therapy
42251614 | Sandbags or sandbag sets for rehabilitation or therapy
42251615 | Weight belts or kits for rehabilitation or therapy
42251615 | Weight belts or kits for rehabilitation or therapy
42251616 | Electric vibrators for rehabilitation or therapy
42251616 | Electric vibrators for rehabilitation or therapy
42251617 | Therapeutic cushion seats
42251617 | Therapeutic cushion seats or accessories
42251618 | Wrist exercisers for rehabilitation or therapy
42251618 | Wrist exercisers for rehabilitation or therapy
42251619 | Therapeutic ceramic clays
42251619 | Therapeutic ceramic clay or accessories
42251620 | Mats or platforms for rehabilitation or therapy
42251620 | Mats or platforms for rehabilitation or therapy
42251621 | Boot exercisers for rehabilitation or therapy
42251621 | Boot exercisers for rehabilitation or therapy
42251622 | Lung exercisers for rehabilitation or therapy
42251622 | Lung exercisers for rehabilitation or therapy
42251623 | Ultrasonic therapy apparatus or supplies
42251623 | Ultrasonic therapy apparatus or supplies
42251624 | Weight machines for rehabilitation or therapy
42251624 | Weight machines for rehabilitation or therapy
42251625 | Jaw exercise equipments
42251625 | Jaw exercise equipment
42251626 | Rehabilitation exercise component accessories | New
42251627 | Finger exercisers for rehabilitation or therapy | New
42251628 | Measuring exercise equipments | New
42251629 | External limb overload warning devices | New
42251630 | Prone patient scooter boards for rehabilitation or therapy | New
42251631 | Orthopedic scar pumps | New
42251632 | Continuous passive motion CPM device accessories | New
42251700 | Gait training products
42251701 | Gait belts for rehabilitation or therapy
42251701 | Gait belts for rehabilitation or therapy
42251702 | Training ramps for rehabilitation or therapy
42251702 | Training ramps for rehabilitation or therapy
42251703 | Training stairs for rehabilitation or therapy
42251703 | Training stairs for rehabilitation or therapy
42251704 | Gait bars for rehabilitation or therapy
42251704 | Gait bars for rehabilitation or therapy
42251705 | Parallel bars for rehabilitation or therapy
42251705 | Parallel bars for rehabilitation or therapy
42251706 | Gait training walkers or bikers or exercisers
42251706 | Gait training walkers or bikers or exercisers or accessories
42251707 | Gait training product accessories | New
42251800 | Work hardening equipment for rehabilitation or therapy
42251801 | Bolt boards for rehabilitation or therapy
42251801 | Bolt boards or accessories for rehabilitation or therapy
42251802 | Lift boxes for rehabilitation or therapy
42251802 | Lift boxes or accessories for rehabilitation or therapy
42251803 | Pipe trees for rehabilitation or therapy
42251803 | Pipe trees or accessories fore rehabilitation or therapy
42251804 | Push or pull carts for rehabilitation or therapy
42251804 | Push or pull carts or accessories for rehabilitation or therapy
42251805 | Work tables or stations or accessories for rehabilitation or therapy
42251805 | Work tables or stations or accessories for rehabilitation or therapy
42251806 | Push or pull cart accessories for rehabilitation or therapy | New
42251807 | Bolt board accessories for rehabilitation or therapy | New
42251808 | Lift box accessories for rehabilitation or therapy | New
42251809 | Pipe tree accessories for rehabilitation or therapy | New
42251810 | Work table or station accessories for rehabilitation or therapy | New
42260000 | Postmortem and mortuary equipment and supplies
42261500 | Pathology dissection instruments and supplies
42261501 | Autopsy scissors
42261501 | Autopsy scissors
42261502 | Autopsy dissection forceps for general use
42261502 | Autopsy dissection forceps for general use
42261503 | Autopsy bullet probes
42261503 | Autopsy bullet probes
42261504 | Autopsy thread or needle pullers
42261504 | Autopsy thread or needle pullers
42261505 | Autopsy knives or blades
42261505 | Autopsy knives or blades
42261506 | Autopsy chisels or osteotomes
42261506 | Autopsy chisels or osteotomes
42261507 | Postmortem threads
42261507 | Postmortem thread
42261508 | Postmortem needles
42261508 | Postmortem needles
42261509 | Autopsy dissection kits
42261509 | Autopsy dissection kits
42261510 | Postmortem incision clips
42261510 | Postmortem incision clips
42261511 | Autopsy vein directors
42261511 | Autopsy vein directors
42261512 | Autopsy saws
42261512 | Autopsy saws
42261513 | Autopsy saw blades
42261513 | Autopsy saw blades or accessories
42261514 | Dissection boards or pads
42261514 | Dissection boards or pads
42261515 | Cases for postmortem surgical instruments or accessories | Obsolete | See - 42192431
42261516 | Instrument rolls for postmortem surgical instruments
42261516 | Instrument rolls for postmortem surgical instruments or accessories
42261600 | Autopsy equipment and supplies
42261601 | Bone dust collectors
42261601 | Bone dust collectors
42261602 | Medical body bags
42261602 | Medical body bag
42261604 | Autopsy head rests
42261604 | Autopsy head rests
42261605 | Autopsy body boards
42261605 | Autopsy body boards
42261606 | Autopsy hanging scales
42261606 | Autopsy hanging scales
42261607 | Autopsy specimen bags or containers
42261607 | Autopsy specimen bags or containers
42261608 | Autopsy infectious disease kits
42261608 | Autopsy infectious disease kits
42261609 | Postmortem identification tags or bracelets
42261609 | Postmortem identification tags or bracelets
42261610 | Autopsy fluid collection vacuum aspirators or tubing
42261610 | Autopsy fluid collection vacuum aspirators or tubing
42261611 | Postmortem rectal thermometers
42261611 | Postmortem rectal thermometers
42261612 | Postmortem finger straighteners
42261612 | Postmortem finger straighteners
42261613 | Cadaver tissue builder kits
42261613 | Cadaver tissue builder kits
42261700 | Autopsy furniture
42261701 | Autopsy grossing workstations |  | See Accessories - 42261708
42261701 | Autopsy grossing workstations or accessories
42261702 | Autopsy sinks |  | See Accessories - 42261708
42261702 | Autopsy sinks or accessories
42261703 | Autopsy tables |  | See Accessories - 42261708
42261703 | Autopsy tables or accessories
42261704 | Necropsy tables |  | See Accessories - 42261708
42261704 | Necropsy tables or accessories
42261705 | Postmortem animal dissection tables |  | See Accessories - 42261708
42261705 | Postmortem animal dissection tables or accessories
42261706 | Embalming workstations |  | See Accessories - 42261708
42261706 | Embalming workstations or accessories
42261707 | Autopsy down draft workstations |  | See Accessories - 42261708
42261707 | Autopsy down draft workstations or accessories
42261708 | Autopsy workstation or furniture accessories | New
42261800 | Cadaver transport and storage equipment and supplies
42261801 | Cadaver storage racks
42261801 | Cadaver storage racks
42261802 | Cadaver carriers
42261802 | Cadaver carriers
42261803 | Cadaver scissor lift trolleys
42261803 | Cadaver scissor lift trolleys
42261804 | Morgue cabinet refrigerators
42261804 | Morgue cabinet refrigerators
42261805 | Morgue walk in refrigerators
42261805 | Morgue walk in refrigerators
42261806 | Morgue freezers
42261806 | Morgue freezers
42261807 | Autopsy carts
42261807 | Autopsy carts
42261808 | Cadaver trays
42261808 | Cadaver trays
42261809 | Cadaver lifter or transfer devices
42261809 | Cadaver lifter or transfer devices
42261810 | Body transport containers
42261810 | Body transport containers
42261900 | Clinical forensics equipment and supplies
42261901 | Postmortem fingerprint or impression materials
42261901 | Postmortem fingerprint or impression materials
42261902 | Antiputrefaction masks
42261902 | Antiputrefaction masks
42261903 | Postmortem blood detection kits or supplies
42261903 | Postmortem blood detection kits or supplies
42261904 | Biological evidence collection kits
42261904 | Biological evidence collection kits
42262000 | Embalming equipment and supplies
42262001 | Embalming cavity injectors
42262001 | Embalming cavity injectors
42262002 | Embalming vein drainage tubes
42262002 | Embalming vein drainage tubes
42262003 | Embalming fluids or chemical treatments
42262003 | Embalming fluids or chemical treatments
42262004 | Embalming injecting tubes
42262004 | Embalming injecting tubes
42262005 | Embalming sinks |  | Accessories - see 42262009
42262005 | Embalming sinks or accessories
42262006 | Embalming kits
42262006 | Embalming kits
42262007 | Embalming injector needles
42262007 | Embalming injector needles
42262008 | Eye caps
42262008 | Eye caps
42262009 | Embalming sink accessories | New
42262100 | Mortuary equipment and supplies
42262101 | Mortuary outfits
42262101 | Mortuary outfits
42262102 | Mortuary packs
42262102 | Mortuary packs
42262103 | Mortuary wraps
42262103 | Mortuary wraps
42262104 | Mortuary aspirators
42262104 | Mortuary aspirators
42262105 | Mortuary hardening compounds
42262105 | Mortuary hardening compounds
42270000 | Respiratory and anesthesia and resuscitation products
42271500 | Respiratory monitoring products
42271501 | Apnea monitors |  | Accessories - see 42271512
42271501 | Apnea monitors or accessories
42271502 | Arterial blood gas monitors |  | Accessories - see 42271513
42271502 | Arterial blood gas monitors or accessories
42271503 | End tidal carbon dioxide monitors |  | Accessories - see 42271514
42271503 | End tidal carbon dioxide monitors or supplies
42271504 | Esophageal stethoscopes
42271504 | Esophageal stethoscopes
42271505 | Respiratory monitoring kits |  | Accessories - see 42271515
42271505 | Respiratory monitoring kits or its accessories
42271506 | Oxygen monitors or supplies | Obsolete | See specific codes under 42271700
42271507 | Arterial blood sampling kits | New
42271508 | Blood gas monitoring cells | New
42271509 | Blood gas monitoring sensors | New
42271510 | Pulmonary testing system diffusion sample bags | New
42271511 | Ventilatory effort recorders | New
42271512 | Apnea monitor accessories | New
42271513 | Arterial blood gas monitor accessories | New
42271514 | End tidal carbon dioxide monitor supplies | New
42271515 | Respiratory monitoring kit accessories | New
42271600 | Pulmonary function testing and treatment products
42271601 | Body plethysmographs | Obsolete | See 42181540
42271602 | Spirometers |  | Accessories - see 42271645
42271602 | Spirometers or its accessories or its supplies
42271603 | Bedside pulmonary function screeners
42271603 | Bedside pulmonary function screeners
42271604 | Peak flowmeters
42271604 | Peak flowmeters
42271605 | Pulmonary function calculators
42271605 | Pulmonary function calculators
42271606 | Pulmonary calibration devices
42271606 | Pulmonary calibration devices
42271607 | Pulmonary functioning tubing |  | Accessories - see 42271648
42271607 | Pulmonary functioning tubing or accessories
42271608 | Pulmonary stress test products
42271608 | Pulmonary stress test products
42271609 | Sleep study monitors
42271609 | Sleep study monitors or accessories
42271610 | Transcutaneous monitors or related products
42271610 | Transcutaneous monitors or related products
42271611 | Pulmonary ventilation monitors
42271611 | Pulmonary ventilation monitors
42271612 | Pulmonary gas analyzers or monitors
42271612 | Pulmonary gas analyzers or monitors
42271613 | Pulmonary pressure monitors
42271613 | Pulmonary pressure monitors
42271614 | Respiratory temperature monitors
42271614 | Respiratory temperature monitors
42271615 | Pneumotachometers
42271615 | Pneumotachs
42271616 | Pulmonary function monitor filters
42271616 | Pulmonary function monitor filters
42271617 | Chest percussors
42271617 | Chest percussors
42271618 | Spirometer recording pens
42271618 | Spirometer recording pens
42271619 | Inspiratory muscle trainers
42271619 | Inspiratory muscle trainer
42271620 | Lung water monitors
42271620 | Lung water monitor
42271621 | Positive expiratory pressure PEP therapy devices
42271621 | Positive expiratory pressure PEP therapy device
42271622 | Airway clearance vests
42271622 | Airway clearance vest
42271623 | Blow bottles | New
42271624 | Gaseous-phase argon gas analyzers | New
42271625 | Gaseous-phase carbon-dioxide gas analyzers | New
42271626 | Gas flow transducers | New
42271627 | Gaseous-phase carbon-monoxide gas analyzers | New
42271628 | Gaseous-phase helium gas analyzers | New
42271629 | Gaseous-phase neon gas analyzers | New
42271630 | Gaseous-phase nitrogen gas analyzers | New
42271631 | Gaseous-phase oxygen gas analyzers | New
42271632 | Nitric oxide analyzers | New
42271633 | Nitrogen dioxide analyzers | New
42271634 | Spirometer mouthpiece adapters | New
42271635 | Gaseous-phase hydrogen gas analyzers | New
42271636 | Spirometer electronic alarms | New
42271637 | Spirometer flowhead sealing ring kits | New
42271638 | Spirometer marking stylus | New
42271639 | Spirometer bulbs | New
42271640 | Spirometer mouthpieces | New
42271641 | Spirometer nose clip refill sponges | New
42271642 | Spirometer recording papers | New
42271643 | Spirometry peak flow meters | New
42271644 | Gaseous-phase argon glossopharyngeal gas analyzers | New
42271645 | Spirometer accessories or supplies | New
42271646 | Sleep study monitor accessories | New
42271647 | Gaseous-phase water vapor gas analyzers | New
42271648 | Pulmonary functioning tubing accessories | New
42271700 | Oxygen therapy delivery systems and devices
42271701 | Medical gas cylinders or related devices
42271701 | Medical gas cylinders or related devices - Oxygen Gas cylinders
42271702 | Oxygen concentrators
42271702 | Oxygen concentrators
42271703 | Oxygen air blenders
42271703 | Oxygen air blenders
42271704 | Oxygen timers
42271704 | Oxygen timers
42271705 | Oxygen delivery connectors or adapters
42271705 | Oxygen delivery connectors or adapters
42271706 | Respiratory therapy compressors
42271706 | Respiratory therapy compressors
42271707 | Flow sensors or regulators or components
42271707 | Flow sensors or regulators or components
42271708 | Medical oxygen masks or parts
42271708 | Medical oxygen masks or parts
42271709 | Medical nasal cannulae
42271709 | Medical nasal cannulae
42271710 | Medical nasal catheters or catheterization kits
42271710 | Medical nasal catheters or catheterization kits
42271711 | Medical head hoods
42271711 | Medical head hoods
42271712 | Medical aerosol tents
42271712 | Medical aerosol tents
42271713 | Medical hyperbaric chambers
42271713 | Medical hyperbaric chambers
42271714 | Medical incubators
42271714 | Medical incubators
42271715 | Medical oxygen tubing or connectors
42271715 | Medical oxygen tubing or connectors
42271716 | Cases for nasal insufflators
42271716 | Cases for nasal insufflators
42271717 | Inhalators or sets
42271717 | Inhalators or sets
42271718 | Oxygen therapy delivery system products
42271718 | Oxygen therapy delivery system products accessories or its supplies
42271719 | Oxygen insufflators
42271719 | Oxygen insufflator or its accessories
42271720 | Liquid oxygen converters
42271720 | Liquid oxygen converters
42271721 | Oxygen concentrator filters
42271721 | Oxygen concentrator filters
42271722 | Oxygen uptake computers
42271722 | Oxygen uptake computer
42271723 | Oxygen tents | New
42271724 | Portable oxygen generators | New
42271725 | Artificial airway speaking valves | New
42271726 | Oxygen insufflator accessories | New
42271727 | Oxygen therapy delivery system product accessories or supplies | New
42271800 | Respiratory humidity and aerosol therapy products
42271801 | Respiratory humidifiers or vaporizers
42271801 | Respiratory humidifiers or vaporizers
42271802 | Nebulizers |  | Accessories - see 42271806
42271802 | Nebulizer or accessories
42271803 | Transfer sets for respiratory therapy
42271803 | Transfer sets for respiratory therapy
42271804 | Resipratory atomizers | New
42271805 | Respiratory humidifier or vaporizer accessories | New
42271806 | Nebulizer accessories | New
42271807 | Metered dose inhaler spacers or holding chambers | New
42271900 | Airway management products
42271902 | Esophageal tubes
42271902 | Esophageal tubes
42271903 | Endotracheal tubes
42271903 | Endotracheal tubes
42271904 | Tracheostomy tubes
42271904 | Tracheostomy tubes
42271905 | Endobronchial tubes
42271905 | Endobronchial tubes
42271906 | Endotracheal or tracheostomy tube repair kits
42271906 | Endotracheal or tracheostomy tube repair kits
42271907 | Respiratory aspirator products
42271907 | Respiratory aspirator products or accessories
42271908 | Artificial airway holders
42271908 | Artificial airway holders
42271909 | Artificial airway accessories
42271909 | Artificial airway accessories
42271910 | Endotracheal or tracheotomy sets
42271910 | Endotracheal or tracheotomy sets
42271911 | Respiratory manometer kits
42271911 | Respiratory manometer kits
42271912 | Nasopharyngeal tubes or airways
42271912 | Nasopharyngeal tubes
42271913 | Pharyngeal airways or airways kits
42271913 | Pharyngeal airways or airways kits
42271914 | Airway pressure gages
42271914 | Airway pressure gages
42271915 | Tracheostomy accessories
42271915 | Tracheostomy accessories
42271916 | Pharyngometers
42271916 | Pharyngometer or accessory
42271917 | Airway monitoring systems | New
42271918 | Artificial noses and heat and moisture condensers | New
42271919 | Nasopharyngeal airway kits | New
42271920 | Tracheal or tracheostomy tube cuff spreaders | New
42271921 | Artificial airway fenestrators | New
42271922 | Supraglottic ventilatory devices | New
42271923 | Jet ventilation devices | New
42271924 | Emergency cricothyrotomy kits | New
42271925 | Mucosal atomization devices | New
42271926 | Orogastric tubes | New
42271927 | Laryngectomy kits | New
42271928 | Oxygen flow modulator sets | New
42271929 | Percutaneous dilatational or dilational tracheostomy sets | New
42271930 | Pharyngeal tissue retractors | New
42271931 | Mucus extractors and specimen traps | New
42271932 | Laryngectomy tube accessories | New
42271933 | Laryngectomy tubes | New
42271934 | Jet ventilation device accessories | New
42271935 | Pharyngometer accessories | New
42271936 | Respiratory aspirator product accessories | New
42272000 | Intubation supplies
42272001 | Intubation laryngoscopes |  | Accessories - see 42272018
42272001 | Laryngoscopes or accessories
42272002 | Laryngeal sprays | Obsolete | See 42192617
42272003 | Bite blocks
42272003 | Bite blocks
42272004 | Intubation stylets
42272004 | Intubation stylets
42272005 | Intubation forceps
42272005 | Intubation forceps
42272006 | Introducers
42272006 | Introducers
42272007 | Bender tools
42272007 | Bender tools
42272008 | Intubation gauges or guides
42272008 | Intubation gauges or guides
42272009 | Patient carbon dioxide detectors
42272009 | Patient carbon dioxide detectors
42272011 | Suction catheters or its accessories | Obsolete | See 42293501 or 42293525
42272016 | Laryngeal keels or accessories | Obsolete | See 42295909
42272017 | Intubator components |  | Accessories - see 42272019
42272017 | Intubator components or accessories
42272018 | Intubation laryngoscope accessories | New
42272019 | Intubator component accessories | New
42272100 | Negative mechanical pressure ventilators
42272101 | Iron lungs
42272101 | Iron lung
42272102 | Chest cuirass products
42272102 | Chest cuirass products
42272103 | Negative mechanical pressure ventilator accessories | New
42272200 | Positive mechanical pressure ventilators and accessories
42272201 | Intermittent positive pressure breathing IPPB machines
42272201 | Intermittent positive pressure breathing IPPB machines
42272202 | Non invasive continuous positive air pressure machines
42272202 | Non invasive continuous positive air pressure machines
42272203 | Non invasive bi level machines
42272203 | Non invasive bi level machines
42272204 | Transport ventilators
42272204 | Transport ventilators
42272205 | Intensive care ventilators
42272205 | Adult or pediatric intensive care ventilators
42272206 | Infant intensive care ventilators | Obsolete | See - 42272205
42272207 | High frequency ventilators
42272207 | High frequency ventilators
42272208 | Home care ventilators
42272208 | Home care ventilators
42272209 | Ventilator circuits |  | Accessories - see 42272230
42272209 | Ventilator or breathing circuit
42272210 | Breathing circuit bags | Obsolete | See - 42272223
42272211 | Hyperinflation products
42272211 | Hyperinflation products
42272212 | Positive end expiratory pressure PEEP valves
42272212 | Positive end expiratory pressure PEEP valves
42272213 | Continuous positive airway pressure CPAP masks or straps
42272213 | Continuous positive airway pressure CPAP masks or straps
42272214 | Circuit connectors or adapters or valves | Obsolete | See - 42272230
42272215 | Ventilator testing supplies
42272215 | Ventilator testing supplies
42272216 | Ventilator thermometers
42272216 | Ventilator thermometers
42272217 | Ventilator water traps
42272217 | Ventilator water traps
42272218 | Ventilator gas sampling ports or lines
42272218 | Ventilator gas sampling ports or lines
42272219 | Ventilator heat or moisture exchangers or filters
42272219 | Ventilator heat or moisture exchangers or filters
42272220 | Ventilator accessories
42272220 | Ventilator accessories
42272221 | Ventilator humidification products | Obsolete | See - 42272220
42272222 | Ventilator weaning products
42272222 | Ventilator weaning products
42272223 | Breathing apparatus accessories or supplies
42272223 | Breathing apparatus accessories or supplies
42272224 | Ventilator circuit kits
42272224 | Ventilator circuit kits
42272225 | Bi level positive airway pressure Bi PAP accessories
42272225 | Bi level positive airway pressure Bi PAP accessories
42272226 | Anesthesia breathing circuit accessories | New
42272227 | Artificial airway continuous positive airway pressure (cpap) catheters | New
42272228 | Artificial airway cpap catheter mounts | New
42272229 | Anesthesia breathing circuits | New | Accessories - see 4227226
42272230 | Ventilator circuit accessories | New
42272300 | Resuscitation supplies
42272301 | Manual resuscitators
42272301 | Manual resuscitators
42272302 | Pneumatic resuscitators
42272302 | Pneumatic resuscitators
42272303 | Resuscitation masks |  | Accessories - see 42272308
42272303 | Resuscitation masks or accessories
42272304 | Resuscitator components
42272304 | Resuscitator components or accessories
42272305 | Resuscitation connectors |  | Accessories - see 42272309
42272305 | Resuscitation connectors
42272306 | Resuscitation kits
42272306 | Resuscitation kits
42272307 | Cases for resuscitation apparatus |  | Accessories - 42272310
42272307 | Cases for resuscitation apparatus or accessories
42272308 | Resuscitation mask accessories | New
42272309 | Resuscitator component accessories | New
42272310 | Cases for resuscitation apparatus accessories | New
42272500 | Anesthesia apparatus and accessories and supplies
42272501 | Gas anesthesia apparatus or machines
42272501 | Gas anesthesia apparatus
42272502 | Absorber units for gas anesthesia apparatus or machines
42272502 | Absorber units for gas anesthesia apparatus
42272503 | Anesthesia inhalers or inhaler units
42272503 | Anesthesia inhalers or inhaler units or accessories
42272505 | Gas anesthesia apparatus tubes or tubing assemblies or tube fittings
42272505 | Gas anesthesia apparatus tubes or tubing assemblies or tube fittings or accessories
42272506 | Anesthesia apparatus screen filters
42272506 | Anesthesia apparatus screen filters
42272507 | Temperature control for anesthesia apparatus
42272507 | Temperature control for anesthesia apparatus
42272509 | Anesthesia machine calibrators
42272509 | Anesthesia machine calibrators or accessories
42272510 | Anesthesia machine upgrade kits
42272510 | Anesthesia machine upgrade kits or accessories
42272511 | Anesthesia inhalation breathing gases mixers | New
42272512 | Anesthetic gas masks | New
42272513 | Ultrasonic air embolism monitors | New
42272514 | Electric peripheral nerve stimulators | New
42272515 | Algesimeters | New
42272516 | Anesthesia machine upgrade kit accessories | New
42272517 | Anesthesia inhaler or inhaler unit accessories | New
42272518 | Gas anesthesia apparatus or mahcine accessories | New
42272519 | Gas anesthesia apparatus tube or tubing assembly or tube fitting accessories | New
42272520 | Anesthesia machine calibrator accessories | New
42272521 | Ether delivery apparatus or machines | New
42272522 | Bispectral index monitor accessories | New
42272523 | Bispectral index monitors | New
42272524 | Gaseous-phase anesthetic nitrous-oxide gas delivery systems | New
42272525 | Gaseous-phase anesthetic concentration desflurane gas analyzers | New
42272526 | Gaseous-phase anesthetic concentration enflurane gas analyzers | New
42272527 | Gaseous-phase anesthetic concentration halothane gas analyzers | New
42272528 | Gaseous-phase anesthetic concentration isoflurane gas analyzers | New
42272529 | Gaseous-phase anesthetic concentration nitrous-oxide gas analyzers | New
42272530 | Gaseous-phase anesthetic desflurane gas delivery systems | New
42272531 | Gaseous-phase anesthetic enflurane gas delivery systems | New
42272532 | Gaseous-phase anesthetic halothane gas delivery systems | New
42272533 | Gaseous-phase anesthetic isoflurane gas delivery systems | New
42272534 | Gaseous-phase anesthetic concentration sevofluane gas analyzers | New
42272535 | Ether delivery apparatus or machine accessories | New
42272536 | Gaseous-phase anesthetic sevoflurane gas delivery systems | New
42280000 | Medical sterilization products
42281500 | Autoclave and sterilizer equipment and accessories
42281501 | Chemical or gas sterilizers
42281501 | Chemical or gas sterilizers
42281502 | Dry heat or hot air sterilizers
42281502 | Dry heat or hot air sterilizers
42281503 | Filter sterilizers
42281503 | Filter sterilizers
42281504 | Glass bead sterilizers
42281504 | Glass bead sterilizers
42281505 | Lifting handles for sterilizer containers or trays
42281505 | Lifting handles for sterilizer containers or trays
42281506 | Powered instrument cleaning devices or accessories | Obsolete | See - 42295215
42281507 | Radiation sterilizers
42281507 | Radiation sterilizers
42281508 | Steam autoclaves or sterilizers
42281508 | Steam autoclaves or sterilizers
42281509 | Sterilization containers or trays
42281509 | Sterilization containers or trays
42281510 | Sterilization instrument clips or racks or stringers or holders
42281510 | Sterilization instrument clips or racks or stringers or holders
42281511 | Sterilization lamps
42281511 | Sterilization lamps
42281512 | Sterilization lids
42281512 | Sterilization lids
42281513 | Sterilization nameplates
42281513 | Sterilization nameplates
42281514 | Sanitizer heaters
42281514 | Sanitizer heaters or accessories
42281515 | Sterilization cabinets
42281515 | Sterilization cabinets
42281516 | Sterilization filters | Obsolete | See 42281534 or 42281536
42281517 | Sterilization water recovery systems
42281517 | Sterilization water recovery systems
42281518 | Sterilization cannula bars
42281518 | Sterilization cannula bars
42281519 | Needle sterilizers
42281519 | Needle sterilizers
42281521 | Sterilization sets
42281521 | Sterilization sets
42281522 | Sterilization instruments or sterilization cases inserts
42281522 | Sterilization instruments or sterilization cases inserts
42281523 | Sterilization filter sleeves
42281523 | Sterilization filter sleeves
42281524 | Sterilization adapters or adapter assemblies
42281524 | Sterilization adapters or adapter assemblies
42281525 | Sterilization gas or chemical or radiation aerators
42281525 | Sterilization gas or chemical or radiation aerator
42281526 | Biological indicator test incubator
42281526 | Biological indicator test incubator
42281527 | Sterilizer sterilant concentrate or cassette or cartridge
42281527 | Sterilizer sterilant concentrate or cassette or cartridge
42281528 | Chemical or gas sterilizer accessories
42281528 | Chemical or gas sterilizer accessories
42281529 | Dry heat or hot air sterilizer accessories
42281529 | Dry heat or hot air sterilizer accessories
42281530 | Steam autoclave or sterilizer accessories
42281530 | Steam autoclave or sterilizer accessories
42281531 | Ultraviolet sterilizers
42281531 | Ultraviolet sterilizer
42281532 | Gas plasma sterilizers
42281532 | Gas plasma sterilizer
42281533 | DUPLICATE - DO NOT USE SEE 42281526 Biological indicator test incubators
42281534 | Sterilization filters for sterilization instruments | New
42281536 | Sterilization filters for sterilization cases | New
42281537 | Sterilizer sterilant concentrates or cassettes or cartridges - isn't this the same as 42281527 | New | Use 42281527
42281600 | Cold sterilization and disinfectant solutions
42281603 | Medical device or instrument disinfectants
42281603 | Instrument disinfectant or sterilant
42281604 | Medical surface disinfectants
42281604 | Medical surface disinfectants
42281605 | Medical antisetting compounds
42281605 | Medical antisetting compounds
42281606 | Medical gas fumigators
42281606 | Medical gas fumigators
42281607 | Medical device or instrument sterilants | New
42281700 | Disinfecting or presterilization cleaning equipment and solutions
42281701 | Chamber cleaners for autoclaves or sterilizers
42281701 | Chamber cleaners for autoclaves or sterilizers
42281702 | Disinfectant soaking pans | Obsolete | See 42282002
42281703 | Instrument care kits
42281703 | Instrument care kits
42281704 | Instrument cleaners or detergents
42281704 | Instrument cleaners or detergents
42281705 | Medical equipment and instrument disinfectant washing equipment | Obsolete | See 42282010
42281706 | Instrument lubricants or milks
42281706 | Instrument lubricants or milk
42281707 | Instrument stain remover pads
42281707 | Instrument stain remover pads
42281708 | Sterilization cart cleaners
42281708 | Sterilization cart cleaners
42281709 | Sterilization cleaning brushes
42281709 | Sterilization cleaning brushes
42281710 | Sterilization deodorants
42281710 | Sterilization deodorants
42281711 | Sterilization liquid descalers
42281711 | Sterilization liquid descalers
42281712 | Ultrasonic cleaning equipment | Obsolete | See 42282017
42281713 | Sterilization drain pans
42281713 | Sterilization drain pans
42281714 | Body waste receptacle washers | New
42281800 | Sterilization indicators and controls
42281801 | Disinfectant test strips
42281801 | Disinfectant test strips
42281802 | Sterilization labels
42281802 | Sterilization labels
42281803 | Sterilization biological kits
42281803 | Sterilization biological kit
42281804 | Sterilization controls
42281804 | Sterilization controls
42281805 | Sterilization indicator records
42281805 | Sterilization indicator records
42281806 | Sterilization indicator strips
42281806 | Sterilization indicator strips
42281807 | Sterilization indicator tapes
42281807 | Sterilization indicator tapes
42281808 | Sterilization papers or sheets
42281808 | Sterilization papers or sheets
42281809 | Sterilization record storage envelopes
42281809 | Sterilization record storage envelopes
42281810 | Sterilization test packs
42281810 | Sterilization test packs and accessories
42281811 | Sterilization container locks
42281811 | Sterilization container lock
42281812 | Sterilization storage environment indicators | New
42281813 | Sterilization test pack accessories | New
42281900 | Sterilization wraps and packaging supplies
42281901 | Holders or carts for sterilization wrappers or pouches
42281901 | Holders or carts for sterilization wrappers or pouches
42281902 | Sterilization wraps or overwraps
42281902 | Sterilization wrap or overwrap
42281903 | Sterilization dust covers
42281903 | Sterilization dust covers
42281904 | Sterilization pouches
42281904 | Sterilization pouches
42281905 | Sterilization heat sealers
42281905 | Sterilization heat sealers
42281906 | Sterilization instrument bands
42281906 | Sterilization instrument bands
42281907 | Sterilization instrument protectors
42281907 | Sterilization instrument protectors
42281908 | Sterilization instrument tray liners
42281908 | Sterilization instrument tray liners
42281909 | Sterilization labeling guns
42281909 | Sterilization labeling guns or tapes or pens
42281912 | Sterilization towels
42281912 | Sterilization towels
42281913 | Sterilization tubing
42281913 | Sterilization tubing
42281914 | Sterilization disposable containers
42281914 | Sterilization disposable containers
42281915 | Sterilization reels
42281915 | Sterilization reels
42281916 | Sterilization bags
42281916 | Sterilization bags
42281917 | Sterilization labels or tapes | New
42282000 | Instrument cleaning devices and accessories | v19
42282001 | Automated endoscope reprocessor systems AERs | New
42282002 | Disinfectant soaking pans | New
42282003 | Electron-beam sterilizers | New
42282004 | Endoscope flushing systems | New
42282005 | Endoscope pull-through cleaning systems | New
42282006 | Filtration sterilizers | New
42282007 | Flash sterilizers | New
42282008 | Immersion and rotary cleaning systems | New
42282009 | Gamma-ray sterilizers | New
42282010 | Medical equipment and instrument disinfectant washing equipment | New
42282011 | Microwave sterilizers | New
42282012 | Passivation equipment | New
42282013 | Ozone sterilizers | New
42282014 | Pasteurization disinfection systems | New
42282015 | Penicylinders | New
42282016 | Soak-and-spray cleaning systems | New
42282017 | Ultrasonic cleaning equipment | New
42282018 | Ultrasonic tanks and tumblers | New
42282019 | X-ray sterilizers | New
42282020 | Instrument cleaning device accessories | New
42290000 | Surgical products
42291500 | Surgical bone biopsy instruments and related products
42291501 | Surgical bone biopsy mills or related products
42291501 | Surgical bone biopsy mills or related products
42291502 | Surgical bone biopsy trephines
42291502 | Surgical bone biopsy trephines
42291503 | Surgical planer accessories | New
42291600 | Surgical cutting instruments and snares and related products
42291601 | Laser surgery scalpels or knives or knife handles | Obsolete | See 42295163
42291602 | Surgical bolt or cable or pin or wire cutter instruments
42291602 | Surgical bolt or cable or pin or wire cutter instruments
42291603 | Surgical bone cutting forceps
42291603 | Surgical bone cutting forceps
42291604 | Surgical bone hand saws or wire saws or saw handles
42291604 | Surgical bone hand saws or wire saws or saw handles
42291605 | Surgical broaches
42291605 | Surgical broaches
42291606 | Surgical chisels or gouges
42291606 | Surgical chisels or gouges
42291607 | Surgical curettes or loops or curette sets
42291607 | Surgical curettes or loops
42291608 | Surgical cutting blocks or boards or platforms
42291608 | Surgical cutting blocks or boards or platforms
42291609 | Surgical nippers
42291609 | Surgical nippers
42291610 | Surgical planes
42291610 | Surgical planes
42291611 | Surgical rasps or files
42291611 | Surgical rasps
42291612 | Surgical rongeurs
42291612 | Surgical rongeurs
42291613 | Surgical scalpels or knives or blades or trephines |  | Accessories - see 42291632
42291613 | Surgical scalpels or knives or blades or trephines or accessories
42291614 | Surgical scissors
42291614 | Surgical scissors
42291615 | Surgical shears
42291615 | Surgical shears
42291616 | Surgical snares or snare wires
42291616 | Surgical snares or snare wires
42291617 | Surgical spuds
42291617 | Surgical spuds
42291619 | Surgical tomes
42291619 | Surgical tomes
42291620 | Surgical trocars for general use or accessories | Obsolete | See 42294979
42291621 | Finger ring removers or cutters
42291621 | Finger ring removers
42291622 | Adenotomes
42291623 | Periosteotomes
42291624 | Meniscotomes
42291625 | Infant heel incision instruments | Obsolete
42291627 | Surgical burr |  | Accessories - see 42291633
42291627 | Surgical burr or its accessories
42291628 | Bone dowel cutting instruments
42291629 | Surgical piston cutting jigs | New
42291630 | Surgical knife handles | New
42291631 | Surgical cutting instrument protective shields | New
42291632 | Surgical scalpel or knife or blade or trephine accessories | New
42291633 | Surgical burr accessories | New
42291700 | Surgical hand drills and reamers and puncturing instruments and accessories and related products
42291701 | Surgical hand or twist drills or drill kits |  | Accessories - see 42291712
42291701 | Surgical hand or twist drills or drill kits or accessories
42291702 | Surgical hand reamers or awls
42291702 | Surgical hand reamers or awls
42291703 | Surgical perforators
42291703 | Surgical perforators
42291704 | Surgical punches or punch holder or accessories | Obsolete | See 42291713 or 42291716
42291705 | Surgical reamer adapters | Obsolete | See 42291702 or 42291704
42291707 | Craniotomy kits
42291708 | Surgical drill bit or accessories |  | Do Not Use - see 42295210 or
42291708 | Surgical drill bit or accessories
42291709 | Surgical non powered saw blades
42291709 | Surgical saw blades or accessories
42291710 | Amnio hook
42291711 | Ventricular cannulas or needles
42291712 | Surgical hand or twist drill or drill kit accessories | New
42291713 | Surgical punches or punch holders
42291714 | Surgical saw blade accessories
42291715 | Surgical hollow mill or screw remover sets
42291716 | Surgical punch or punch holder accessories
42291800 | Surgical clamps and forceps and surgical ligators and related instruments
42291801 | Surgical band ligator appliers or bands or related products
42291801 | Surgical band ligator appliers or bands or related products
42291802 | Surgical clamps or clips or forceps |  | Accessories - see 42291808 / 42296817
42291802 | Surgical clamps or clips or forceps or accessories
42291803 | Surgical laser clamps or forceps | Obsolete | See 42295163
42291804 | Circumcision clamps or bells
42291804 | Circumcision clamp or bell
42291805 | Newborn umbilical cord clamps or cutters or clamp cutters
42291805 | Newborn umbilical cord clamp
42291806 | Bandage clips |  | Do Not use - duplicate see 42311501
42291807 | Surgical clip reloading racks | New
42291808 | Surgical clamp or forcep or surgical ligator accessories | New
42291900 | Surgical instrument and tube holders and positioners
42291901 | Surgical instrument holders or positioners |  | Accessories - see 42296817
42291901 | Surgical instrument holders or positioners
42291902 | Surgical tube holders or positioners
42291902 | Surgical tube holders or positioners
42292000 | Surgical mirrors
42292001 | Surgical mirrors |  | Accessories - see 42292003
42292001 | Surgical otolaryngological mirrors or accessories | Obsolete
42292002 | Artificial eyes
42292003 | Surgical mirror accessories
42292100 | Surgical inserters and extractors and related products
42292101 | Surgical inserters or inserters kits
42292101 | Surgical inserters or inserters kits
42292102 | Surgical extractors |  | Accessories - see 42296817
42292102 | Surgical extractors
42292103 | Surgical chucks or keys | Obsolete
42292104 | Surgical combination inserters extractors | New
42292105 | Surgical combination impactors extractors | New
42292106 | Bone pin driver-bender-extractors
42292200 | Surgical approximators and compressors and depressors and related products | Obsolete
42292201 | Surgical approximators | Obsolete
42292202 | Surgical compressors | Obsolete
42292203 | Surgical depressors | Obsolete
42292300 | Surgical bending irons and crimpers and pliers and tensioners and wrenches and related products
42292301 | Surgical bending instruments |  | Accessories - see 42292308
42292301 | Surgical bending instruments
42292302 | Surgical crimpers |  | Accessories - see 42296817
42292302 | Surgical crimpers
42292303 | Surgical pliers |  | Accessories - see 42296817
42292303 | Surgical pliers
42292304 | Surgical tensioners |  | Accessories - see 42296817
42292304 | Surgical tensioners
42292305 | Surgical vice grips |  | Accessories - see 42296817
42292305 | Surgical vice grips
42292306 | Surgical wire holding forceps or twisters |  | Accessories - see 42296817
42292306 | Surgical wire holding forceps or twisters
42292307 | Surgical wrenches |  | Accessories - see 42296817
42292307 | Surgical wrenches
42292308 | Surgical bending instrument accessories
42292400 | Surgical taps and drivers and related products
42292401 | Surgical taps |  | Accessories - see 42296817
42292401 | Surgical taps
42292402 | Surgical drivers |  | Accessories - see 42292404
42292402 | Surgical drivers or its parts or accessories
42292403 | Surgical ratchet handles |  | Accessories - see 42296817
42292403 | Surgical ratchet handles
42292404 | Surgical driver accessories | New
42292405 | Surgical drill countersinks | New
42292500 | Surgical hammers and mallets and impactors and presses and related products
42292501 | Surgical tamps |  | Accessories - see 42296817
42292501 | Surgical tamps
42292502 | Surgical hammers or mallets |  | Accessories - see 42296817
42292502 | Surgical hammers or mallets
42292503 | Surgical impactors or packers |  | Accessories - see 42296817
42292503 | Surgical impactors or packers
42292504 | Surgical presses |  | Accessories - see 42296817
42292504 | Surgical presses
42292505 | Surgical hammer or mallet caps |  | Accessories - see 42296817
42292505 | Surgical hammer or mallet caps
42292506 | Skull plate anvils
42292507 | Autopsy mallets
42292600 | Surgical dilators and probes and grooves and related products
42292601 | Surgical dilators |  | Accessories - see 42296817
42292601 | Surgical dilators or accessories
42292602 | Surgical grooves |  | Accessories - see 42292604
42292602 | Surgical grooves
42292603 | Surgical probes or directors |  | Accessories - see 42292604
42292603 | Surgical probes or directors
42292604 | Surgical dilator or probe or groove accessories
42292700 | Surgical dissectors and elevators and picks and related products
42292701 | Surgical dissectors |  | Accessories - see 42296817
42292701 | Surgical dissectors
42292702 | Surgical elevators or levers |  | Accessories - see 42296817
42292702 | Surgical elevators or levers
42292703 | Surgical lifters |  | Accessories - see 42296817
42292703 | Surgical lifters
42292704 | Surgical picks
42292704 | Surgical picks
42292800 | Surgical marking instruments
42292801 | Ophthalmic marking instruments |  | Accessories - see 42296817
42292801 | Ophthalmic marking instruments
42292802 | Surgical marking instruments for general use |  | Accessories - see 42296817
42292802 | Surgical marking instruments for general use
42292803 | Biopsy sealing and marking devices |  | Accessories - see 42296817
42292803 | Biopsy sealing and marking device
42292900 | Suture and surgical tissue closure instruments and related products
42292901 | Surgical cerclage instruments |  | Accessories - see 42296817
42292901 | Surgical cerclage instruments
42292902 | Surgical laser needle holders | Obsolete | See 42295163
42292903 | Surgical needle holders |  | Accessories - see 42296817
42292903 | Surgical needle holders for general use
42292904 | Surgical suture or wire passers or related products |  | Accessories - see 42296817
42292904 | Surgical suture or wire passers or related products
42292907 | Skin stretching systems |  | Accessories - see 42296817
42292907 | Skin stretching systems
42292908 | Surgical purstring devices |  | Accessories - see 42296817
42292908 | Surgical purstring devices
42292909 | Suture adjusters | New
42292910 | Suture hooks | New
42292911 | Suture clips | New | Use for Internal Clips - other than aneurysm - use 42296101 or 42296102
42292912 | Suture guides | New
42292913 | Surgical cerclage instrument accessories | New
42292914 | Suture can covers | New
42293000 | Surgical measuring devices and related products
42293001 | Surgical calipers or rulers or protractors |  | Accessories - see 42296817
42293001 | Surgical calipers or rulers
42293002 | Surgical measuring gauges or rods |  | Accessories - see 42296817
42293002 | Surgical measuring gauges or rods
42293003 | Surgical graft measuring instruments |  | Accessories - see 42296817
42293003 | Surgical graft measuring instruments
42293004 | Surgical sizing instruments or templates |  | Accessories - see 42296817
42293004 | Surgical sizing instruments for general use
42293005 | Surgical valve sizing instruments |  | Accessories - see 42296817
42293005 | Surgical valve sizing instruments
42293006 | Surgical measuring tapes |  | Accessories - see 42296817
42293006 | Surgical measuring tapes
42293007 | Internal pelvimeters | New | Accessories - see 42296817
42293008 | Surgical punctometers | New | Accessories - see 42296817
42293100 | Surgical retractors and related products
42293101 | Laser surgery retractors | Obsolete | See 42295163
42293102 | Surgical retraction hooks |  | Accessories - see 42296817
42293102 | Surgical retraction hooks
42293103 | Surgical lighted fiberoptic retractors | Obsolete | See - 42293107
42293104 | Surgical mouth gags |  | Accessories - see 42293140
42293104 | Surgical mouth gags or accessories
42293105 | Surgical rake retractors | Obsolete | See - 42293107
42293106 | Surgical retractor sets |  | Accessories - see 42296817
42293106 | Surgical retractor sets
42293107 | Surgical retractors |  | Accessories - see 42296817
42293107 | Surgical retractors for general use
42293108 | Surgical stabilizers |  | Accessories - see 42296817
42293108 | Surgical stabilizers
42293109 | Surgical tissue protectors
42293109 | Surgical tissue protectors
42293110 | Orthopedic retractors | Obsolete | See - 42293107
42293111 | Ophthalmic retractors | Obsolete | See - 42293107
42293112 | Cardiovascular or thoracic retractors | Obsolete | See - 42293107
42293113 | Vein retractors | Obsolete | See - 42293107
42293114 | Oral retractors | Obsolete | See - 42293107
42293115 | Tracheal retractors | Obsolete | See - 42293107
42293116 | Rectal retractors | Obsolete | See - 42293107
42293117 | Gastrointestinal retractors | Obsolete | See - 42293107
42293118 | Uterine retractors | Obsolete | See - 42293107
42293119 | Abdominal retractors | Obsolete | See - 42293107
42293120 | Spine or neuro retractors | Obsolete | See - 42293107
42293121 | Gland retractors | Obsolete | See - 42293107
42293122 | Ear retractors | Obsolete | See - 42293107
42293123 | Plastic surgery retractors | Obsolete | See - 42293107
42293124 | Nerve retractors | Obsolete | See - 42293107
42293125 | Sternum retractors | Obsolete | See - 42293107
42293126 | Amputation retractors | Obsolete | See - 42293107
42293127 | Tissue retractors | Obsolete | See - 42293107
42293128 | Skin retractors | Obsolete | See - 42293107
42293129 | Microsurgical retractors | Obsolete | See - 42293107
42293130 | Lung retractors | Obsolete | See - 42293107
42293131 | Eyelid retractors | Obsolete | See - 42293107
42293132 | Finger retractors | Obsolete | See - 42293107
42293133 | Surgical retractor rings
42293133 | Surgical retractor rings
42293134 | Cervical retractors | Obsolete | See - 42293107
42293135 | Lip retractors | Obsolete | See - 42293107
42293136 | Retractor adapters | Obsolete | See - 42293107
42293137 | Orthopedic retractor blades | Obsolete | See - 42293107
42293138 | Surgical urology retractors or its accessories | Obsolete | See - 42293107
42293139 | Retractor accessories
42293139 | Retractor attachments
42293140 | Surgical mouth gag accessories | New
42293200 | Surgical myoma instruments
42293201 | Surgical myoma screws
42293300 | Surgical distractors and spreaders and separators and related products
42293301 | Surgical distractors
42293301 | Surgical distractors or accessories
42293302 | Surgical separators
42293302 | Surgical separators
42293303 | Surgical speculas
42293303 | Surgical specula
42293304 | Surgical spreaders
42293304 | Surgical spreaders
42293305 | Surgical distractIon and compression instrument accessories | New
42293306 | Surgical combination compressors distractors | New
42293307 | Surgical approximators | New
42293308 | Surgical compressors | New
42293309 | Surgical depressors | New
42293400 | Surgical manipulators and implant positioners and related products
42293401 | Surgical guides
42293401 | Surgical guides
42293403 | Surgical implant holders | Obsolete | See 42293406
42293404 | Surgical pushers
42293404 | Surgical pushers
42293405 | Surgical manipulating instruments
42293405 | Surgical manipulating instruments
42293406 | Surgical implant positioners and holders
42293406 | Surgical implant positioners
42293407 | Ureteral or urethral filiforms
42293407 | Ureteral or urethral filiform
42293408 | Urethral or ureteral followers
42293408 | Urethral or ureteral follower
42293409 | Intramedullary instruments
42293410 | Intramedullary instrument accessories
42293411 | Spinal system corkscrews
42293412 | Surgical myoma screws
42293500 | Surgical suction and irrigation cannulas and tips and stylets and related products
42293501 | Irrigation or suction handpieces or cannulas or tips or catheters |  | See 42293520 for Accessories
42293501 | Surgical irrigation or suction handpiece or cannula or tip | Obsolete | See 42293501 - 42293525
42293502 | Surgical laser suction or irrigation cannulas or tips or related products | Obsolete | See 42295163
42293503 | Surgical vacuum extraction devices or curettes or related products
42293503 | Surgical vacuum extraction devices or curettes or related products
42293504 | Ophthalmic irrigation or aspiration supplies
42293504 | Ophthalmic irrigation or aspiration supplies or accessories
42293505 | Surgical suction drain probes
42293505 | Surgical suction drain probes
42293506 | Surgical suction bulbs
42293506 | Surgical suction bulbs
42293507 | Surgical suction reservoirs
42293507 | Surgical suction reservoirs
42293508 | Ear nose and throat ENT irrigation or aspiration supplies or accessories
42293509 | Surgical irrigation sets
42293509 | Surgical irrigation sets or accessories
42293510 | Carts for suction machines or appliances | New
42293511 | Medical or surgical suction or vacuum appliance accessories | New
42293512 | Snake-bite suction kits | New
42293513 | Suction biopsy instruments | New
42293514 | Medical or surgical suction container liners | New
42293515 | Medical or surgical suction tubings | New
42293516 | Ultrasonic surgical aspirator accessories | New
42293517 | Ultrasonic surgical aspirators | New
42293518 | Surgical irrigation pump equipment or pulsed lavage with or without suction | New
42293519 | Medical fluid solidifiers | New
42293520 | Irrigation or suction handpiece or cannula or tip or catheter accessories | New | Accessories only
42293521 | Medical or surgical suction containers | New
42293522 | Medical or surgical suction or vacuum appliances | New
42293523 | Medical or surgical suction sets or kits | New
42293524 | Cases for medical suction cannulae | New
42293525 | Medical or surgical floor suction mats or apparatus | New
42293526 | Ophthalmic irrigation or aspiration accessories | New
42293527 | Surgical irrigation set accessories | New
42293600 | Surgical bougies and sounds and obturators and related products
42293601 | Surgical bougies
42293601 | Surgical bougies
42293602 | Surgical obturators | Obsolete
42293603 | Surgical sounds
42293603 | Surgical sounds
42293604 | Surgical bougie sets | New
42293605 | Surgical sound sets | New
42293700 | Surgical crushers and excavators and morselizers and related products
42293701 | Surgical crushers
42293701 | Surgical crushers
42293702 | Surgical excavators
42293702 | Surgical excavators
42293703 | Surgical morselizers
42293703 | Surgical morselizers
42293800 | Surgical passers and searchers and tunnelers and strippers and related products
42293801 | Surgical passers
42293801 | Surgical passers
42293802 | Surgical searchers
42293802 | Surgical searchers
42293803 | Surgical strippers
42293803 | Surgical strippers
42293804 | Surgical tunnelers |  | Accessories - see 42293807
42293804 | Surgical tunnelers or accessories
42293805 | Blood collection tubing stripper-sealer-cutters
42293806 | Surgical stripper sets
42293807 | Surgical tunneler accessories
42293900 | Surgical wound packing instruments and related products
42293901 | Surgical laparotomy rings
42293901 | Surgical laparotomy rings
42293902 | Surgical wound packing instruments
42293902 | Surgical wound packing instruments
42294000 | Surgical spatulas and spoons and scoops and related products
42294001 | Surgical scoops
42294001 | Surgical scoops
42294002 | Surgical spatulas
42294002 | Surgical spatulas
42294003 | Surgical spoons
42294003 | Surgical spoons
42294100 | Surgical skeletal traction devices and related products
42294101 | Surgical traction bows or pin tractor loops or related products
42294101 | Surgical traction bows or pin tractor loops or related products
42294102 | Surgical skull traction devices or related products
42294102 | Surgical skull traction devices or related products
42294103 | Surgical traction halters
42294103 | Surgical traction halters
42294200 | Surgical instrument sets and systems and trays
42294201 | Cardiovascular or thoracic surgical instrument sets |  | This is for a complete instrument set
42294201 | Cardiovascular or thoracic surgical instrument sets
42294202 | External fixation instrument sets or systems
42294202 | External fixation instrument sets or systems
42294203 | General surgical instrument sets |  | This is for a complete instrument set
42294203 | General surgical instrument sets
42294204 | Micro or delicate or plastic surgery instrument sets
42294204 | Micro or delicate or plastic surgery instrument sets
42294205 | Neurosurgical or spinal instrument sets |  | This is for a complete instrument set
42294205 | Neurosurgical or spinal instrument sets
42294206 | Ophthalmic surgery instrument sets
42294206 | Ophthalmic surgery instrument sets
42294207 | Maxillofacial surgical instrument sets |  | This is for a complete instrument set
42294207 | Maxillofacial surgical instrument sets
42294208 | Orthopedic revision or total joint instrument systems
42294209 | Orthopedic trauma fixation instrument systems
42294210 | Otolaryngological surgical instrument sets |  | This is for a complete instrument set
42294210 | Otolaryngological surgical instrument sets
42294211 | Surgical custom or specialty instrument or procedure trays |  | This is for a complete instrument set
42294211 | Surgical custom or specialty instrument or procedure trays
42294212 | Urological surgical instrument sets |  | This is for a complete instrument set
42294212 | Urological surgical instrument sets
42294213 | Laparotomy surgical instrument sets |  | This is for a complete instrument set
42294213 | Laparotomy surgical instrument sets
42294214 | Tracheotomy surgical instrument sets |  | This is for a complete instrument set
42294214 | Tracheotomy surgical instrument sets
42294215 | Craniotomy surgical instrument sets |  | This is for a complete instrument set
42294215 | Craniotomy surgical instrument sets
42294216 | Angiography surgical instrument sets |  | This is for a complete instrument set
42294216 | Angiography surgical instrument sets
42294217 | Gastroscopy surgical instrument sets |  | This is for a complete instrument set
42294217 | Gastroscopy surgical instrument sets
42294218 | Ear nose and throat ENT surgical instrument sets |  | This is for a complete instrument set
42294218 | Ear nose and throat ENT surgical instrument sets
42294219 | Orthopedic surgical instrument sets |  | This is for a complete instrument set
42294219 | Orthopedic surgical instrument sets
42294220 | Blood recovery and delivery systems |  | This is for a complete instrument set
42294221 | Shunt system implantation instrument sets
42294222 | Introducers or guide pins or guidewires or glidewires or guide rods
42294300 | Minimally invasive breast biopsy instruments and supplies and equipment
42294301 | Minimally invasive breast biopsy drivers or firing modules |  | This is for a complete instrument set
42294301 | Minimally invasive breast biopsy drivers or firing modules or accessories
42294302 | Minimally invasive breast biopsy premium loading units
42294302 | Minimally invasive breast biopsy premium loading units
42294303 | Minimally invasive breast biopsy needle guides
42294303 | Minimally invasive breast biopsy needle guides
42294304 | Minimally invasive breast biopsy marker instruments
42294304 | Minimally invasive breast biopsy marker instruments
42294305 | Minimally invasive breast biopsy vacuum units
42294305 | Minimally invasive breast biopsy vacuum units or accessories
42294306 | Breast localization needles
42294306 | Breast localization needle
42294307 | Minimally invasive breast biopsy driver or firing module accessories
42294308 | Minimally invasive breast biopsy vacuum unit accessories
42294400 | Vascular and cardiac systems
42294401 | Vein harvest kits or systems
42294401 | Vein harvest kit or system
42294402 | Coronary visualization systems
42294402 | Coronary visualization systems
42294500 | Ophthalmic specialty instruments and related products
42294501 | Conformers or shields for ophthalmic surgery
42294502 | Eyelid weights for ophthalmic surgery
42294502 | Eyelid weights for ophthalmic surgery
42294503 | Fixation rings for ophthalmic surgery
42294503 | Fixation rings for ophthalmic surgery
42294504 | Intraocular membrane instruments for ophthalmic surgery
42294504 | Intraocular membrane instruments for ophthalmic surgery
42294505 | Lid plates for ophthalmic surgery
42294505 | Lid plates for ophthalmic surgery
42294506 | Nucleus rotators for ophthalmic surgery
42294506 | Nucleus rotators for ophthalmic surgery
42294507 | Ophthalmic burs or handles or rust ring removers
42294507 | Ophthalmic burs or handles or rust ring removers
42294508 | Ophthalmic needle irrigating or aspirating tips
42294508 | Ophthalmic needle irrigating or aspirating tips
42294509 | Needles or cystomes for ophthalmic surgery
42294509 | Needles for ophthalmic surgery
42294510 | Sponges for ophthalmic surgery
42294510 | Sponges for ophthalmic surgery
42294511 | Ophthalmic surgical knives or blades or scissors |  | Accessories - see 42294545
42294511 | Ophthalmic surgical knives or blades or scissors or accessories
42294512 | Eye protectors or confomrers or shields
42294512 | Eye protector or its accessories
42294513 | Ophthalmic vitrectomy kits
42294513 | Ophthalmic vitrectomy kits
42294514 | Hemostatic eraser probes
42294514 | Hemostatic eraser probes
42294515 | Ophthalmic lens polishers
42294515 | Ophthalmic lens polishers
42294516 | Eye holders
42294516 | Eye holders or accessories
42294517 | Optical inserts
42294517 | Optical inserts
42294518 | Optical insert fitting sets
42294518 | Optical insert fitting sets
42294519 | Ophthalmic spoons or curettes
42294519 | Ophthalmic spoons or curettes
42294520 | Ophthalmic lens holders or accessories
42294520 | Ophthalmic lens holders or accessories
42294521 | Scleral buckling components
42294521 | Scleral buckling components
42294522 | Ophthalmic plug punctums or lachrimal dilators or sets
42294522 | Ophthalmic plug punctum sets
42294523 | Ophthalmic plastic surgery supplies or related products
42294523 | Ophthalmic plastic surgery supplies or its related products
42294524 | Eyemagnets for ophthalmic surgery
42294524 | Eyemagnets for ophthalmic surgery
42294525 | Ophthalmic medical instrument sets
42294526 | Lachrymal dilators or sets
42294527 | Intraocular gases
42294527 | Intraocular gas
42294528 | Viscoelastic agents or viscosurgical devices
42294528 | Viscoelastic agent or viscosurgical device
42294529 | Cystotome
42294530 | Vitrectomy lens
42294530 | Vitrectomy lens
42294531 | Ophthalmic laser lens
42294531 | Ophthalmic laser lens
42294532 | Ophthalmic iris retractor clips | New
42294533 | Ophthalmic lachrymal probes
42294534 | Ophthalmic sphere introducers
42294535 | Orbital compressors or depressors
42294536 | Capsular tension rings or injectors
42294537 | Scleral shells
42294538 | Ophthalmic lens holder accessories | Duplicate | See 42294520
42294539 | Eye protector or conformer or shield accessories
42294540 | Lachrymal intubation sets
42294541 | Therapeutic contact lenses
42294542 | Eye holder accessories | New
42294543 | Intraocular gas accessories
42294544 | Intraocular lens folders and injectors
42294545 | Ophthalmic surgical knife or blade or scissor accessories | New
42294600 | Autotransfusion products
42294601 | Autotransfusion blood or transfer bags
42294601 | Autotransfusion blood or transfer bags
42294602 | Autotransfusion bowl kits or centrifugal kits
42294602 | Autotransfusion bowl kit or centrifugal kit
42294603 | Autotransfusion units
42294603 | Autotransfusion units
42294604 | Autotransfusion filters
42294604 | Autotransfusion filters
42294605 | Autotransfusion reservoirs
42294605 | Autotransfusion reservoir or its accessories
42294606 | Autotransfusion tubing sets or kits
42294606 | Autotransfusion tubing sets or kits
42294607 | Autotransfusion valves
42294607 | Autotransfusion valves
42294608 | Autotransfusion waste collection bags | New
42294609 | Autotransfusion unit accessories | New
42294610 | Autotransfusion reservoir accessories | New
42294611 | Autotransfusion waste collection systems | New
42294700 | Open heart perfusion equipment and monitors and accessories and related products
42294701 | Heart and lung machines
42294701 | Heart and lung machines or accessories
42294702 | Intraaortic balloon pumps
42294702 | Intraaortic balloon pump and accessories
42294703 | Intracardiac suction devices |  | Accessories - see 42294733
42294703 | Intracardiac suction devices or accessories
42294704 | Perfusion filters or related products
42294704 | Perfusion filters or related products
42294705 | Perfusion blood parameter monitors or related products
42294705 | Perfusion blood parameter monitors or accessories or related products
42294706 | Perfusion bubble traps or detectors
42294706 | Perfusion bubble traps
42294707 | Perfusion cardioplegia sets
42294707 | Perfusion cardioplegia sets
42294708 | Perfusion cardiotomy reservoirs
42294708 | Perfusion cardiotomy reservoirs
42294709 | Perfusion centrifugal systems
42294709 | Perfusion centrifugal systems or accessories
42294710 | Perfusion heater or cooler or dual heater and cooler equipment
42294710 | Perfusion heater or cooler or dual heater and cooler equipment or accessories
42294711 | Perfusion haemoconcentrators
42294711 | Perfusion haemoconcentrators or accessories
42294712 | Perfusion oxygen or hematocrit saturation monitors
42294712 | Perfusion oxygen or hematocrit saturation monitors or accessories
42294713 | Perfusion oxygenators
42294713 | Perfusion oxygenators or accessories
42294714 | Perfusion pump heads
42294714 | Perfusion pump heads
42294715 | Perfusion pump pack tubing
42294715 | Perfusion pump pack tubing
42294716 | Perfusion venous reservoirs | Obsolete | See 42294708
42294717 | Ventricular assist devices
42294717 | Ventricular assist devices
42294718 | Perfusion pumps
42294718 | Perfusion pumps
42294719 | Cardiovascular reservoirs | Obsolete | See 42294708
42294720 | Temperature monitoring needles
42294720 | Temperature monitoring needles
42294721 | Aortic punches
42294721 | Aortic punches
42294722 | Perfusion ventricular drainage sets
42294722 | Ventricular drainage sets
42294723 | Intraaortic balloon pump insertion kits
42294723 | Intraaortic balloon pump insertion kit
42294724 | Intraaortic balloon pump introducers
42294724 | Intraaortic balloon pump introducer
42294725 | Perfusion combination level-sensing-monitors and controls | New
42294726 | Perfusion coronary pressure gauges | New
42294727 | Perfusion defoamers | New
42294728 | Perfusion oxygen blenders or analyzers | New
42294729 | Perfusion venous occluders | New
42294730 | Ventricular bypass assist devices | New
42294731 | Heart and lung machine accessories | New
42294732 | Intraaortic balloon pump accessories | New
42294733 | Intracardiac suction device accessories | New | Accessories only
42294734 | Perfusion blood parameter monitor or related product accessories | New
42294735 | Cardiopulmonary bypass in-line blood-gas sensors | New
42294736 | Perfusion centrifugal system accessories | New
42294737 | Perfusion heater or cooler or dual heater and cooler equipment accessories | New
42294738 | Perfusion haemoconcentrator accessories | New
42294739 | Perfusion oxygen or hematocrit saturation monitor accessories | New
42294740 | Perfusion oxygenator accessories | New
42294800 | Endoscopes and accessories and related products | Obsolete | See individual Scopes - e.g. Gastroscope, Bronchoscope
42294801 | Rigid endoscopes or accessories or related products | Obsolete | See 42296301 - 42296338
42294802 | Flexible endoscopes or accessories or related products | Obsolete | See 42296301 - 42296338
42294803 | Cystourethroscopes | Obsolete | See 42296301 - 42296338
42294804 | Resectoscopes | Obsolete | See 42296335
42294805 | Laparoscopes or laparoscopic telescopes | Obsolete | See 42296301 - 42296338
42294806 | Cystoscopes | Obsolete | See 42296301 - 42296338
42294807 | Endoscopic sphincterotome | Obsolete
42294808 | Esophagoscopes or its accessories | Obsolete | See 42296301 - 42296338
42294900 | Endoscopic instruments and supplies and accessories and related products
42294901 | Endoscope or instrument positioners or holders | Obsolete | See 42296401
42294902 | Endoscopic applicators or elevators
42294902 | Endoscopic applicators or elevators
42294903 | Endoscopic aspiration or biopsy needles
42294903 | Endoscopic aspiration or biopsy needles
42294904 | Endoscopic bite blocks or straps
42294904 | Endoscopic bite blocks or straps
42294905 | Endoscopic cleaning brushes or related products
42294905 | Endoscopic cleaning brushes or related products
42294906 | Endoscopic cutting instruments
42294906 | Endoscopic cutting instrument
42294907 | Endoscopic cytology or microbiology brushes
42294907 | Endoscopic cytology or microbiology brushes
42294908 | Endoscopic clamp or dissector or grasper or forceps
42294908 | Endoscopic clamp or dissector or grasper or forceps
42294909 | Endoscopic dilators or inflation devices
42294909 | Endoscopic dilators or inflation devices
42294910 | Endoscopic monopolar or bipolar cable
42294910 | Endoscopic monopolar or bipolar cable
42294912 | Endoscopic fluid management systems or accessories | Obsolete | See 42296402
42294913 | Endoscopic hemostatic balloons or needles or tubes or accessories
42294913 | Endoscopic hemostatic balloons or needles or tubes or accessories
42294914 | Endoscopic instrument sets
42294914 | Endoscopic instrument sets
42294915 | Endoscopic instrument spreaders
42294915 | Endoscopic instrument spreaders
42294916 | Endoscopic insufflation filters | Obsolete | See 42296413
42294917 | Endoscopic insufflation needles
42294917 | Endoscopic insufflation needles
42294918 | Endoscopic insufflation tubing | Obsolete | See 42296414
42294919 | Endoscopic guidewire or glidewire
42294919 | Endoscopic guidewire or glidewire
42294920 | Endoscopic laser instruments |  | Accessories - 42294980
42294920 | Endoscopic laser instruments or accessories
42294921 | Endoscopic knot pushers or delivery systems
42294921 | Endoscopic knot pushers or delivery systems
42294922 | Endoscopic ligators
42294922 | Endoscopic ligators
42294923 | Endoscopic manipulators
42294923 | Endoscopic manipulators
42294924 | Endoscopic monopolar or bipolar hand instruments
42294924 | Endoscopic monopolar or bipolar hand instrument or accessories
42294925 | Endoscopic needles or punches
42294925 | Endoscopic needles or punches
42294926 | Endoscopic overtubes
42294926 | Endoscopic overtubes
42294927 | Endoscopic instrument packs or trays or kits
42294927 | Endoscopic instrument packs or trays or kits
42294928 | Endoscopic probes
42294928 | Endoscopic probes
42294929 | Endoscopic retractors
42294929 | Endoscopic retractors
42294930 | Endoscopic snares or snare wires
42294930 | Endoscopic snares or snare wires or accessories
42294931 | Endoscopic specimen retrieval forceps
42294931 | Endoscopic specimen retrieval forceps
42294933 | Endoscopic suction or irrigation tips or coagulation probes |  | Accessories - see 42294983
42294933 | Endoscopic suction or irrigation tips or coagulation probes or accessories
42294934 | Endoscopic suturing devices
42294934 | Endoscopic suturing device
42294935 | Endoscopic trocar or sheath or obturator or cannula | Obsolete | See 42294978
42294936 | Endoscopic working elements or working channels
42294936 | Endoscopic working elements or working channels
42294937 | Fog reduction devices for endoscopes or mirrors
42294937 | Fog reduction devices for endoscopes or mirrors
42294938 | Sealing caps for endoscopes
42294938 | Sealing caps for endoscopes
42294939 | Endoscopic valves
42294939 | Endoscopic valves or accessories
42294940 | Endoscopic converters | Obsolete | See 42294959 - 42294991
42294941 | Endoscopic biliary drainage sets
42294941 | Endoscopic biliary drainage sets
42294942 | Endoscopic instrument seals
42294942 | Endoscopic instrument seals
42294943 | Endoscopic valve units
42294943 | Endoscopic valve units
42294944 | Endoscopic accessory kits
42294944 | Endoscopic accessory kits
42294945 | Endoscopic sponges | Obsolete | See 42294959 - 42294991
42294946 | Endoscopic gages
42294946 | Endoscopic gages
42294947 | Endoscopic diaphragms | Obsolete | See 42294959 - 42294991
42294948 | Endoscopic mouthpieces
42294948 | Endoscopic mouthpieces
42294949 | Endoscopic guidewire handles
42294949 | Endoscopic guidewire handles
42294950 | Endoscopic drills or drill bits
42294950 | Endoscopic drills or drill bits
42294951 | Endoscopic small joint instrument sets
42294951 | Endoscopic small joint instrument sets
42294952 | Endoscopic retrievers or sets
42294952 | Endoscopic retrievers or sets
42294953 | Endoscopic extractors
42294953 | Endoscopic extractors
42294954 | Endoscopic tissue or specimen removing devices
42294954 | Endoscopic tissue or specimen removing devices or accessories
42294955 | Endoscopic hooks
42294955 | Endoscopic hooks or accessories
42294956 | Endoscopic guidewire tracers
42294956 | Endoscopic guidewire tracers
42294957 | Endoscopic shaver blades
42294957 | Endoscopic shaver blade or accessories
42294958 | Endoscopic vessel sealing and cutting attachments
42294958 | Endoscopic vessel sealing and cutting attachments and accessories
42294959 | Endoscopic sphincterotomes | New
42294960 | Bronchoscope biopsy brushes | New
42294961 | Bronchoscope biopsy currettes | New
42294962 | Bronchoscope biopsy forceps | New
42294963 | Bronchoscope brush sheath and instrumentation tubing | New
42294964 | Bronchoscope foreign body claws | New
42294965 | Bipolar endoscopic coagulator-cutters | New
42294966 | Endoscopic cholangiogram kits | New
42294967 | Endoscopic electrocautery attachments | New
42294968 | Endoscopic electrocautery systems | New
42294969 | Endoscopic electrocautery units | New
42294970 | Endoscopic morsellators | New
42294971 | Endoscopic morsellator accessories | New
42294972 | Endoscopic or surgical light sources | New
42294978 | Endoscopic trocars or sheathes or obturators or cannulae | New
42294979 | Surgical trocars for general use | New | Accessories - see 42294991
42294980 | Endoscopic laser instrument accessories | New
42294981 | Endoscopic monopolar or bipolar hand instrument accessories | New
42294982 | Endoscopic snare or snare wire accessories | New
42294983 | Endoscopic suction or irrigation tip or coagulation probe accessories | New | Accessories only
42294984 | Endoscopic valve accessories | New
42294985 | Endoscopic tissue or specimen removing device accessories | New
42294986 | Endoscopic hook accessories | New
42294987 | Endoscopic shaver blade accessories | New
42294988 | Endoscopic vessel sealing and cutting attachment accessories | New
42294989 | Endoscopic electrocautery system accessories | New
42294990 | Endoscopic or surgical light source accessories | New
42294991 | Surgical trocar for general use accessories | New
42295000 | Endoscopic equipment and accessories and related products
42295001 | Endoscope maintenance units
42295001 | Endoscope maintenance units or accessories
42295002 | Endoscope storage cabinets
42295002 | Endoscope storage cabinets or accessories
42295003 | Endoscope wall hangers
42295003 | Endoscope wall hangers or accessories
42295004 | Endoscopic equipment or procedure carts
42295004 | Endoscopic equipment or procedure carts or accessories
42295005 | Endoscopic equipment sets
42295005 | Endoscopic equipment sets
42295006 | Endoscopic heater probe units or heater probes
42295006 | Endoscopic heater probe units or heater probes or accessories
42295007 | Endoscopic imaging systems or accessories | Obsolete | See 42296404
42295008 | Endoscopic insufflation or distention units or accessories | Obsolete | See 42296406
42295009 | Endoscopic or surgical light sources or accessories | Obsolete | See 42294972 and 42294990
42295010 | Endoscopic printers or accessories | Obsolete | See - 42296407
42295011 | Endoscopic video cameras or recorders or adapters or accessories | Obsolete | See 42296408
42295012 | Endoscopic water bottles or accessories | Obsolete
42295013 | Endoscope tip protector or covers
42295013 | Endoscope tip protector or covers
42295014 | Endoscopic instrument cases
42295014 | Endoscopic instrument cases
42295015 | Endoscopic lenses
42295015 | Endoscopic lenses
42295016 | Surgical or endoscopic video cable
42295016 | Surgical or endoscopic video cable
42295017 | Endoscope maintenance unit accessories | New
42295018 | Endoscope storage cabinet accessories | New
42295019 | Endoscope wall hanger accessories | New
42295020 | Endoscopic equipment or procedure cart accessories | New
42295021 | Endoscopic heater probe unit or heater probe accessories | New
42295100 | Surgical equipment and accessories and related products
42295101 | Basin or pail stands for surgical use
42295101 | Basin stands for surgical use
42295102 | Cryosurgery equipment
42295102 | Cryosurgery equipment or accessories
42295103 | Delivery room or cesarean section patient procedure tables
42295103 | Delivery room or cesarean section patient procedure tables or accessories or related products
42295104 | Electrosurgical or electrocautery equipment
42295104 | Electrosurgical or electrocautery equipment
42295105 | Instrument tables for surgical or obstetrical delivery use
42295105 | Instrument tables for surgical or obstetrical delivery use or accessories or related products
42295106 | Lap mayo trays or mayo stands for surgical use
42295106 | Lap mayo trays or mayo stands for surgical use or accessories
42295107 | Operating room case carts or procedure carts or wall racks |  | Accessories - see 42295153
42295107 | Operating room case carts or procedure carts or wall racks or accessories
42295108 | Operating room patient fracture tables or orthopedic tables
42295108 | Operating room patient fracture tables or orthopedic tables or accessories or related products
42295109 | Operating room kick buckets
42295109 | Operating room kick buckets or accessories or related products
42295111 | Operating room patient positioning devices for general use
42295111 | Operating room patient positioning devices or accessories
42295112 | Operating room patient procedure tables
42295112 | Operating room patient procedure tables or accessories or related products
42295114 | Phacoemulsification or extrusion or vitrectomy equipment for ophthalmic surgery
42295114 | Phacoemulsification or extrusion equipment or accessories for ophthalmic surgery
42295115 | Surgeon stools or accessories | Obsolete | See 42192104 or 42295116
42295116 | Step stools for surgical use
42295116 | Step stools for surgical use or accessories | Obsolete | See 42295161
42295118 | Surgical irrigation pump equipment or pulsed lavage or accessories with or without suction | Obsolete
42295119 | Surgical lasers |  | Accessories - see 42295163
42295119 | Surgical lasers or accessories
42295120 | Surgical lithotripters
42295120 | Surgical lithotripters or accessories
42295121 | Surgical microscopes or loupes or magnifiers
42295121 | Surgical microscopes or loops or magnifiers or accessories
42295122 | Surgical pneumatic or electric tourniquets
42295122 | Surgical pneumatic or electric tourniquets or accessories
42295123 | Surgical suction machines or vacuum extractors or ultrasonic surgical aspirators or regulators |  | Accessories - see 42295167
42295123 | Surgical suction machines or vacuum extractors or ultrasonic surgical aspirators or regulators or accessories
42295124 | Surgical smoke evacuators
42295124 | Surgical smoke evacuators or accessories
42295125 | Surgical urological tables
42295125 | Surgical urological tables or accessories
42295126 | Vitreo retinal fragmatome surgery equipment or accessories for ophthalmic surgery | Obsolete
42295127 | Microsurgery equipment or accessories | Obsolete
42295128 | Maxillofacial surgical instruments or accessories | Obsolete
42295129 | Operating room medication dispensers or related products
42295129 | Operating room medication dispensers or related products
42295130 | Surgical instrument connecting tubes or accessories | Obsolete
42295131 | Surgical equipment stands
42295131 | Surgical equipment stands or accessories
42295132 | Surgical instrument cases or accessories | Obsolete
42295133 | Orthopedic pin racks or accessories | Obsolete
42295134 | General surgical supply sets
42295134 | General surgical supply sets or accessories
42295135 | Orthopedic target devices or accessories | Obsolete
42295136 | Surgical controller instruments | Obsolete
42295137 | Gastroenterology equipment or supplies
42295137 | Gastroenterology equipment or supplies or accessories
42295138 | Surgical urological dilation devices or accessories | Obsolete
42295139 | Instrument rolls for surgical instruments or accessories | Obsolete
42295140 | Surgical instrument cabinets or chests | Obsolete
42295141 | Intraoperative blood salvage kits
42295141 | Intraoperative blood salvage kit
42295142 | Intraoperative blood salvage machines
42295142 | Intraoperative blood salvage machine
42295143 | Electrosurgical or electrocautery accessories or attachments
42295143 | Electrosurgical or electrocautery accessories or attachments
42295144 | Microwave surgical units
42295144 | Microwave surgical unit
42295145 | Needle type epilator | Obsolete
42295146 | Tweezer type epilator | Obsolete
42295147 | Ultrasonic surgical instrument | Obsolete | See 42293517 or 42293516
42295148 | Surgical navigation systems
42295148 | Surgical navigation system
42295149 | Cryosurgery equipment accessories | New
42295150 | Delivery room or cesarean section patient procedure table accessories | New
42295151 | Instrument table for surgical or obstetrical delivery use accessories | New
42295152 | Lap mayo tray or mayo stand accessories | New
42295153 | Operating room case carts or procedure carts or wall rack accessories | New
42295154 | Operating room patient fracture table or orthopedic table accessories | New
42295155 | Operating room kick bucket accessories | New
42295156 | Operating room patient positioning device accessories for general use | New
42295157 | Operating room patient positioning devices or restraints for neurosurgical use | New
42295158 | Operating room patient positioning device or restraint accessories for neurosurgical use | New
42295159 | Operating room patient procedure table accessories | New
42295160 | Phacoemulsification or extrusion or vitrectomy equipment accessories | New
42295161 | Step stools for surgical use accessories | New
42295162 | Surgical irrigation pump equipment or pulsed lavage accessories | New
42295163 | Surgical laser accessories | New
42295164 | Surgical lithotripter accessories | New
42295165 | Surgical microscope or loop or magnifier accessories | New
42295166 | Surgical pneumatic or electric tourniquet accessories | New
42295167 | Surgical suction machine or vacuum extractor or ultrasonic Surgical aspirator or regulator accessories | New | Accessories only
42295168 | Surgical smoke evacuator accessories | New
42295169 | Surgical urological table accessories or drainage bags | New
42295170 | Surgical equipment stand accessories | New
42295171 | General surgical supply set accessories | New
42295172 | Gastroenterology equipment or supply accessories | New
42295173 | Surgical navigation system accessories | New
42295174 | Surgical chucks or keys | New
42295200 | Surgical power equipment and accessories and related products
42295201 | Surgical dermatomes or dermabraders or dermameshers
42295201 | Surgical dermatomes or dermabraders or dermameshers or accessories
42295202 | Surgical pneumatic or battery or electric saws or drills or pin drivers |  | Accessories - see 42295214
42295202 | Surgical pneumatic or battery or electric saws or drills or pin drivers or accessories
42295203 | Surgical power equipment sets
42295203 | Surgical power equipment sets or accessories
42295204 | Surgical power reamers
42295204 | Surgical reamers
42295205 | Surgical shaver equipment or handpieces
42295205 | Surgical shaver equipment or handpiece or accessories
42295206 | Endoscopic surgical units | Obsolete
42295207 | Surgical drill guides or sleeves
42295207 | Surgical drill guide or sleeve
42295208 | Dermatome blades | New
42295209 | Surgical drill bits | New
42295210 | Surgical drill bit accessories | New
42295211 | Surgical powered saw blades | New
42295212 | Surgical planers | New
42295213 | Surgical dermatome or dermabrader or dermamesher accessories | New
42295214 | Surgical pneumatic or battery or electric saw or drill or pin driver accessories | New
42295215 | Surgical power equipment accessories | New
42295216 | Surgical shaver equipment or handpiece accessories | New
42295300 | Open heart surgical supplies and accessories and related products
42295301 | Surgical coronary artery blowers or misters |  | Accessories - see 42295309
42295301 | Surgical coronary artery blowers or misters or accessories
42295302 | Surgical perfusion cannulas or catheters |  | Accessories - see 42295310
42295302 | Surgical perfusion cannulas
42295303 | Surgical perfusion catheters or connectors or accessories | Obsolete | See - 42295310
42295304 | Surgical phrenic insulation nerve pads
42295304 | Surgical phrenic nerve pads or heart pillows
42295305 | Surgical tourniquets or vascular occluders or ligators or accessories |  | Accessories - use 42295311
42295305 | Surgical tourniquets or vascular occluders or ligators or accessories
42295306 | Surgical vessel loops or retraction tapes
42295306 | Surgical vessel loops or retraction tapes
42295307 | Surgical carotid artery strippers or accessories | Obsolete | See - 42293806
42295308 | Coronary perfusion sets
42295308 | Coronary perfusion sets
42295309 | Surgical coronary artery blower or mister accessories | New
42295310 | Surgical perfusion cannulas or catheters accessories | New
42295311 | Surgical tourniquet or vascular occluder or ligator accessories | New
42295312 | Endoventricular shaper systems | New
42295313 | Mobile medical services tourniquets or clamps | New
42295400 | Surgical support supplies
42295401 | Battery operated surgical cautery pencils
42295401 | Battery operated surgical cautery pencils
42295402 | Surgical marking pens
42295402 | Surgical marking pens
42295405 | Introducer or guide pin or guidewire or glidewire for non endoscopic surgical or open heart procedures | obsolete | See 42294222
42295406 | Laparotomy or surgical x-ray detectable sponges or towels
42295406 | Laparotomy or x-ray detectable or surgical specialty sponge
42295407 | Patient masks for surgical use | obsolete | See 42131713 or 42272512
42295408 | Surgical scrub brushes
42295408 | Surgical scrub brush or accessories
42295409 | Surgical applicators
42295409 | Surgical applicators
42295410 | Surgical basin sets or packs
42295410 | Surgical basin set or pack
42295411 | Surgical blade holders or breakers
42295411 | Surgical blade holders or breakers
42295413 | Surgical canal brushes
42295413 | Surgical canal brushes
42295414 | Surgical specialty procedure packs
42295414 | Surgical custom or specialty procedure packs
42295415 | Surgical equipment covers
42295415 | Surgical equipment cover
42295416 | Surgical evacuators | obsolete | See 42295124
42295417 | Surgical light handle covers
42295417 | Surgical light handles or covers
42295418 | Surgical magnetic mats
42295418 | Surgical magnetic mats
42295419 | Surgical nerve stimulators
42295419 | Surgical nerve stimulators or accessories
42295420 | Surgical or endoscopic catheters or catheterization kits or drainage bags | obsolete | See 42293501
42295421 | Surgical prep scrub or paint solutions
42295421 | Surgical prep scrub or paint solutions
42295422 | Surgical scrub or prep kits for patient
42295422 | Surgical scrub or prep kit for patient
42295423 | Surgical sharps or sponge counters
42295423 | Surgical sharps or sponge counters
42295424 | Surgical shave kits or prep razors or clippers
42295424 | Surgical shave kits or prep razors or clippers
42295425 | Surgical silver nitrate sticks or pencils or crystals
42295426 | Surgical specimen collection traps or containers
42295426 | Surgical specimen collection traps or containers
42295427 | Surgical instrument brushes or instrument stylets or instrument wipes
42295427 | Surgical sterile instrument brushes or instrument stylets or instrument wipes
42295428 | Surgical suction or irrigation tubing or accessories | Obsolete | see 42293515
42295431 | Surgical transparent incise drapes or instrument pouches | Obsolete | See 42131701
42295433 | Urological surgical catheters or accessories | Obsolete | See 42142736
42295435 | Ear protectors or shields
42295435 | Ear protectors or shields
42295436 | Anastomosis rings
42295437 | Surgeon utensil sets or cabinets or accessories
42295439 | Orthopedic bone smoothers
42295440 | Endoscopic catheter adapters
42295440 | Endoscopic catheter adapters
42295441 | Surgical retriever sets
42295445 | Tray inserts for surgical apparatus
42295446 | Internal organ retainers
42295446 | Internal organ retainers
42295448 | Surgical splash guards
42295448 | Surgical splash guards or accessories
42295450 | Surgical pail carriages or accessories
42295451 | Surgical preparation mitts
42295451 | Surgical preparation mits
42295452 | Skin preparation cups
42295452 | Skin preparation cups
42295453 | Surgical drains or drain sets |  | Accessories - see 42295475
42295453 | Surgical drains or sets or accessories
42295454 | Surgical hand protectors
42295454 | Surgical hand protectors
42295455 | Cranial repair resin kits
42295456 | Surgical felt or fabric or patch or pledget
42295456 | Surgical felt or fabric or patch or pledget
42295457 | Surgical helmet lenses or hoods
42295458 | Drying or powdering equipment for surgical gloves
42295458 | Drying or powdering equipment for surgical gloves
42295459 | Fluid decanting devices for surgical use
42295459 | Fluid decanting devices for surgical use
42295460 | Protective caps for orthopedic implants
42295460 | Protective caps for orthopedic implants
42295461 | Tissue glues or systems or applicators
42295461 | Tissue glue or systems or applicators or accessories
42295462 | Urodynamic catheters or accessories
42295462 | Urodynamic catheters or accessories
42295463 | Ureteral catheter or catheter set | Obsolete | See 42142733
42295464 | Organ preservation solutions
42295464 | Organ preservation solution
42295465 | Neurophysiological monitoring systems
42295465 | Neurophysiological monitoring system
42295466 | Surgical bone cement | Obsolete | See 42296702 - 42296708
42295467 | Surgical bone cement mixer | Obsolete | See 42296702 - 42296708
42295468 | Surgical bone cement injector or accessory | Obsolete | See 42296702 - 42296708
42295469 | Surgical bone cement kits or accessories | Obsolete | See 42296702 - 42296708
42295470 | Platelet concentration systems
42295470 | Platelet concentration system
42295471 | Bone marrow aspiration systems
42295471 | Bone marrow aspiration system
42295472 | Organ perfusion and transport systems | New
42295473 | Urological surgical catheter accessories | New
42295474 | Surgical splash guard accessories | New
42295475 | Surgical drain or set accessories | New
42295476 | Tissue glue or system or applicator accessories | New
42295477 | Surgical nerve stimulator accessories | New
42295478 | Surgical scrub brush accessories | New
42295479 | Organ perfusion and transport system accessories | New
42295480 | Surgical customizable packs | New
42295500 | Surgical implants and expanders and extenders and surgical wires and related products
42295502 | Human tissue implants
42295502 | Human tissue implant |  | 42295525 - Biological tissue implants
42295503 | Implantable infusion ports
42295503 | Implantable infusion port or accessories
42295505 | Ophthalmic implants
42295505 | Opthalmic implant
42295506 | Oral maxillofacial implants or sets
42295506 | Oral maxillofacial implants or sets
42295508 | Otolaryngology implants or sets | Obsolete | See 42295535
42295509 | Plastic or cosmetic tissue expanders or sets
42295509 | Plastic or cosmetic implant or tissue expander or set
42295510 | Surgical adhesion barriers
42295510 | Surgical adhesion barrier
42295511 | Surgical bone stimulators
42295511 | Surgical bone stimulator
42295512 | Surgical implantable shunts or shunt extenders
42295512 | Surgical implantable shunts or shunt extenders
42295513 | Surgical mesh or tissue barriers
42295513 | Surgical mesh or tissue barrier
42295514 | Silicone sheetings
42295514 | Silicone sheeting
42295515 | Synthetic tissue implants
42295515 | Synthetic tissue implants
42295516 | Urological implant or sets
42295516 | Urological implant or set
42295517 | Cardiovascular extenders
42295517 | Cardiovascular extenders
42295518 | Graft protectors
42295518 | Graft protectors
42295519 | Preparation kit for penile prosthesis
42295519 | Preparation kit for penile prosthesis
42295520 | Ventriculostomy kits
42295520 | Ventriculostomy kit
42295521 | Gastrointestinal implants
42295521 | Gastrointestinal implant
42295522 | Implantable nerve stimulator systems or kits
42295522 | Implantable nerve stimulator system or kit or accessories
42295523 | Gynecological implants or slings
42295523 | Gynecological implant or sling
42295524 | Intraocular lenses IOL
42295524 | Intraocular lens IOL
42295525 | Biological tissue implants
42295525 | Biological tissue implant
42295526 | Hair implant systems
42295526 | Hair implant system
42295527 | Implantable intrathecal infusion pumps
42295527 | Implantable intrathecal infusion pump and accessories
42295528 | Myringotomy procedure kits | New
42295529 | Endolymphatic shunt tubes | New
42295530 | Tympanostomy tubes | New
42295531 | Silicone block elastomers | New
42295532 | Testicular prosthesis | New
42295533 | Nasal implants | New
42295534 | Otologic implants | New
42295535 | Laryngeal or pharengeal implants | New
42295536 | Breast implant volume mammary sizers | New
42295537 | Breast implants | New
42295538 | Anti-reflux implants | New
42295539 | Intragastric implants for obesity | New
42295540 | Cosmetic facial implants | New
42295541 | Implantable infusion port or accessories | New
42295542 | Implantable nerve stimulator system or kit accessories | New
42295543 | Implantable intrathecal infusion pump accessories | New
42295544 | Surgical felts or fabrics or patches or pledgets | New
42295545 | Bone graft extender or void fillers or substitutes | New
42295600 | Cerebral spinal fluid CSF drainage products and accessories
42295601 | Cerebral ventricular or hydrocephalus drainage catheters or adapters
42295601 | Cerebral ventricular drainage catheter or adapter
42295602 | External cerebral ventricular drainage bags or reservoirs
42295602 | External cerebral ventricular drainage bag or reservoir
42295603 | Lumbar cerebrospinal fluid drains or kits
42295603 | Lumbar cerebrospinal fluid drain or kit
42295800 | Surgical thermo ablation systems and accessories
42295801 | Surgical thermo ablation cassettes
42295801 | Surgical thermo ablation cassette
42295802 | Surgical thermo ablation tubing and sets
42295802 | Surgical thermo ablation tubing set
42295803 | Surgical thermo ablation catheters
42295803 | Surgical thermo ablation catheter
42295804 | Surgical thermal ablation systems or units
42295805 | Surgical thermal ablation balloons
42295806 | Surgical thermo ablation tissue introducers
42295807 | Surgical thermo ablation umbilical cables
42295808 | Surgical thermal ablation ultrasonic devices
42295809 | Surgical thermal ablation electrodes
42295810 | Surgical thermal ablation system accessories
42295900 | Surgical stents
42295901 | Gastrointestinal stents
42295901 | Gastrointestinal stent
42295902 | Tracheal stents
42295902 | Tracheal stents
42295903 | Urological stents
42295903 | Urological stents
42295904 | Vaginal or uterine stents
42295904 | Vaginal or uterine stents
42295905 | Endoprosthesis or wall stents or tubes
42295905 | Endoprosthesis or wall stents or tubes
42295906 | Esophageal stents
42295906 | Esophageal stent
42295907 | Carotid stents | New
42295908 | Lacrimal stents | New
42295909 | Laryngeal stents | New
42295910 | Biliary stents | New
42295911 | Peripheral stents | New
42295912 | Coronary stents | New
42296000 | Cardiovascular implants
42296001 | Aortic valves
42296001 | Aortic valve
42296002 | Cardiovascular conduits
42296002 | Cardiovascular conduit
42296003 | Mitral valves
42296003 | Mitral valve
42296004 | Tricuspid valves
42296004 | Tricuspid valve
42296005 | Annuloplasty rings
42296005 | Annuloplasty ring
42296006 | Vascular grafts
42296006 | Vascular graft
42296007 | Cardiovascular occluders
42296007 | Cardiovascular occluder
42296008 | Pulmonary valves
42296008 | Pulmonary valve
42296009 | Cardiac tissue adhesives
42296010 | Implantable aneurysm pressure sensors
42296100 | Neurosurgical implants
42296101 | Implantable aneurysm clips | New
42296101 | Implantable aneurysm clip
42296102 | Temporary aneurysm clips | New
42296102 | Temporary aneurysm clip
42296103 | Dural replacement or repair devices
42296103 | Dural replacement or repair device
42296104 | Cranial plate or bur hole covers
42296104 | Cranial plate or bur hole cover
42296105 | Cranial meshes
42296105 | Cranial mesh
42296106 | Nerve repair grafts
42296106 | Nerve repair graft
42296107 | Cranial clamps
42296107 | Cranial clamp
42296108 | Cerebral aneurysm encapsulating kits
42296108 | Cerebral aneurysm encapsulating kit
42296109 | Cranioplasty plate fasteners
42296110 | Implantable brain stimulators
42296111 | Craniosynostosis strips
42296200 | Surgical robotic equipment and accessories and related products
42296201 | Surgical robotic clip application instruments
42296201 | Surgical robotic clip application instrument
42296202 | Surgical robotic dissection instruments
42296202 | Surgical robotic dissection instrument
42296203 | Surgical robotic electrocautery instruments
42296203 | Surgical robotic electrocautery instrument
42296204 | Surgical robotic graspers or forceps
42296204 | Surgical robotic graspers or forceps
42296205 | Surgical robotic hook instruments
42296205 | Surgical robotic hook instrument
42296206 | Surgical robotic knot pusher or delivery instruments
42296206 | Surgical robotic knot pusher or delivery system
42296207 | Surgical robotic needle drivers
42296207 | Surgical robotic needle driver
42296208 | Surgical robotic retractor instruments
42296208 | Surgical robotic retractor instrument
42296209 | Surgical robotic scalpels and blades
42296209 | Surgical robotic scalpel and blade
42296210 | Surgical robotic scissors
42296210 | Surgical robotic scissors
42296211 | Surgical robotic ultrasonic energy instruments
42296211 | Surgical robotic ultrasonic energy instrument
42296212 | Surgical robotic trocars or sheathes or obturators or cannulas
42296212 | Surgical robotic trocar or sheath or obturator or cannula
42296213 | Surgical robotic simulators or training consoles
42296214 | Surgical robotic hair harvesting systems
42296215 | Surgical robotic hair harvesting system accessories
42296216 | Surgical robotic instrument accessories
42296217 | Surgical robotic consoles
42296218 | Surgical robotic console accessories
42296219 | Surgical robotic systems
42296300 | Endoscopes
42296301 | Amnioscopes or fetoscopes | New
42296302 | Angioscopes | New
42296303 | Anoscopes or sphincteroscopes or sphyncteroscopes | New
42296304 | Arthroscopes | New
42296305 | Bronchoscopes | New
42296306 | Capsule endoscopes | New
42296307 | Cholangioscopes | New
42296308 | Colonoscopes | New
42296309 | Colpomicroscopes or colposcopes or vaginoscopes | New
42296310 | Culdoscopes | New
42296311 | Cystoscopes or cystourethroscopes | New
42296312 | Ureteroscopes | New
42296313 | Duodenoscopes | New
42296314 | Echoendoscopes | New
42296315 | Enteroscopes | New
42296316 | Epiduroscopes | New
42296317 | Esophagogastroduodenoscopes or gastroduodenoscopes or gastroscopes | New
42296318 | Esophagoscopes or oesophagoscopes | New
42296319 | Falloposcopes | New
42296320 | Fiber optic endoscopes | New
42296321 | Hysteroscopes | New
42296322 | Intubation scopes or tracheal fibrescopes | New
42296323 | Laparoscopes or laparoscopic telescopes | New
42296324 | ENT Laryngoscopes | New
42296325 | Mediastinoscopes | New
42296326 | Nasopharyngoscopes | New
42296327 | Nasoscopes or rhinoscopes | New
42296328 | Nephroscopes | New
42296329 | Neurological endoscopes or neuroendoscopes | New
42296330 | Ophthalmic endoscopes | New
42296331 | Pancreatoscopes | New
42296332 | Panendoscopes or urethroscopes | New
42296333 | Peritoneoscopes | New
42296334 | Proctoscopes or protoscopes or rectoscopes | New
42296335 | Resectoscopes | New
42296336 | Rhino-laryngoscopes | New
42296337 | Sigmoidoscopes | New
42296338 | Thoracoscopes | New
42296401 | Endoscope or instrument positioners or holders | New
42296402 | Endoscopic fluid management systems or accessories | New
42296403 | Arthroscopic cartilage stiffness testers | New
42296404 | Endoscopic imaging systems or accessories | New
42296405 | Bronchoscope aspirating tubes | New
42296406 | Endoscopic insufflation or distention units or accessories | New
42296407 | Endoscopic printers or film or accessories | New
42296408 | Endoscopic video cameras or recorders or adapters or accessories | New
42296409 | Endoscopic water bottles or accessories | New
42296410 | Endoscopic computer controlled surgical instrument systems | New
42296411 | Endoscopic converters | New
42296412 | Endoscopic diaphragms | New
42296413 | Endoscopic insufflation filters | New
42296414 | Endoscopic insufflation tubing | New
42296415 | Endoscopic surgical units | New
42296500 | Cryosurgery instruments and accessories and supplies
42296501 | Cryosurgery probes | New
42296502 | Cryosurgery units | New
42296503 | Cryosurgery unit accessories | New
42296504 | Gastrointestinal supplies | New
42296505 | Biliary catheters | New
42296506 | Biliary stone dislodgers | New
42296507 | Common bile duct dilators | New
42296508 | Implanted fecal incontinence devices | New
42296600 | Medical stereotactic systems
42296601 | Neurological stereotaxic instruments | New
42296602 | Neurological stereotaxic systems | New
42296603 | Orthopedic stereotaxic instruments | New
42296604 | Orthopedic stereotaxic systems | New
42296605 | Patient specific manual orthopedic stereotaxic systems | New
42296606 | Real-time intraoperative MRI neurological stereotaxic instruments | New
42296607 | Stereotactic biopsy systems | New
42296608 | Stereotactic instrument drive systems | New
42296609 | Stereotactic radiosurgery systems | New
42296610 | Stereotactic remote magnetic navigation systems | New
42296611 | Stereotactic system target confirmation, planning, and tracking software | New
42296612 | Stereotactic system components and assemblies | New
42296613 | Stereotactic therapy headframes | New
42296614 | Stereotactic treatment delivery systems | New
42296615 | Stereotactic therapy systems | New
42296700 | Surgical bone cements and related products
42296701 | Cranial repair resin kits | New
42296702 | Surgical bone cement mixers | New
42296611 | Surgical bone cement injectors | New
42296704 | Surgical bone cement kits | New
42296705 | Surgical bone cements | New
42296706 | Surgical bone cement injector accessories | New
42296707 | Surgical bone cement mixer accessories | New
42296708 | Surgical bone cement kit accessories | New
42296800 | Surgical instruments and accessories
42296801 | Cardiovascular or thoracic surgical instruments | New
42296802 | General surgical instruments | New
42296803 | Micro or delicate or plastic surgery instruments | New
42296804 | Neurosurgical or spinal instruments | New | This is for individual instruments
42296805 | Ophthalmic surgery instruments | New
42296806 | Maxillofacial surgical instruments | New
42296807 | Otolaryngological surgical instruments | New | This is for single instruments
42296808 | Surgical custom or specialty instruments | New
42296809 | Urological surgical instruments | New
42296810 | Laparotomy surgical instruments | New
42296811 | Tracheotomy surgical instruments | New
42296812 | Craniotomy surgical instruments | New
42296813 | Angiography surgical instruments | New
42296814 | Gastroscopy surgical instruments | New
42296815 | Ear nose and throat ENT surgical instruments | New
42296816 | Orthopedic surgical instruments | New | This is for individual instruments - try looking for the instrument by name - eg curette, awl, reamer etc and if you cannot find it by the instrument name, use this
42296817 | Surgical instrument accessories | New
42296818 | Surgical retriever sets | New
42300000 | Medical training and education supplies
42301500 | Aids for medical training
42301501 | Anatomical human models for medical education or training
42301501 | Anatomical human models for medical education or training
42301502 | Anatomical human mannequins for medical education or training
42301502 | Anatomical human mannequins for medical education or training
42301503 | Cardio pulmonary resuscitation CPR training aids
42301503 | Cardio pulmonary resuscitation CPR training aids
42301504 | Kits for medical education or training
42301504 | Kits for medical education or training
42301505 | Nursing or medical clipboards
42301505 | Nursing or medical clipboards
42301506 | Dual earpiece stethoscopes
42301506 | Dual earpiece stethoscopes
42301507 | Training videos for medical staff education
42301507 | Training videos for medical staff education
42301508 | Operational or instructional videos for medical equipment
42301508 | Operational or instructional videos for medical equipment
42301509 | Medical x-ray anthropomorphic phantoms | New
42301510 | Cardiac patient simulators
42301511 | Medical radiological source simulators | New
42310000 | Wound care products
42311500 | Bandages and dressings and related products
42311501 | Clips for bandages or dressings
42311501 | Clips for bandages or dressings
42311502 | Bandage or dressing trays
42311502 | Bandage or dressing starter kits
42311503 | Bandage rollers
42311503 | Bandage rollers
42311504 | Bandages or dressings for burn care | Obsolete | See - 42311531
42311505 | Bandages or dressings for general use | Obsolete | See - 42311531
42311506 | Compression bandages
42311506 | Compression bandages or kits
42311508 | Dressing trays
42311510 | Foam dressings
42311510 | Foam dressings
42311511 | Gauze bandages | Obsolete
42311512 | Gauze sponges
42311512 | Gauze sponges
42311513 | Gel dressings
42311513 | Gel dressings
42311514 | Germicidal dressings | Obsolete | See - 42311531
42311515 | Hydrocolloid dressings
42311515 | Hydrocolloid dressings
42311517 | Liquid adhesives for bandages or dressings
42311517 | Liquid adhesives for bandages or dressings
42311518 | Medical eye pads or patches
42311518 | Medical eye pads or patches
42311519 | Medical non adherent straps
42311519 | Medical non adherent straps
42311520 | Medical non adherent tapes
42311520 | Medical non adherent tapes
42311521 | Negative pressure dressings | Obsolete | See - 42312603
42311522 | Occlusive dressings | Obsolete | See - 42311531
42311523 | Paste bandages
42311523 | Paste bandages
42311524 | Petrolatum dressings
42311524 | Petrolatum dressings
42311527 | Transparent film dressings
42311527 | Transparent film dressings
42311528 | Wet dressing systems
42311528 | Wet dressing systems
42311531 | Dressing covers for general use
42311531 | Dressing covers
42311537 | Bandage scissors or its supplies
42311537 | Bandage scissors or its supplies
42311538 | Hyperalimentation kits | Obsolete
42311539 | Bandage applicators
42311539 | Bandage applicators
42311540 | Alginate dressings
42311540 | Alginate dressing
42311541 | Biological dressings
42311541 | Biological dressing
42311542 | Odor control dressing | Obsolete | See - 42311531
42311543 | Dressing retainers
42311543 | Dressing retainer
42311544 | Liquid bandages | New
42311545 | Non adhesive dry bandages or dressings | New
42311546 | Adhesive dry bandages | New
42311547 | Compound or composite bandages | New
42311548 | Medical or surgical tape dispensers | New
42311549 | Impregnated packing gauzes | New
42311550 | Dry packing gauzes | New
42311551 | Medical or surgical tape removers | New
42311552 | Medical and surgical adherent tapes for general use | New
42311600 | Exogenous topical hemostatic agents | New
42311601 | Absorbable gelatin sponge | Obsolete | See - 42311605
42311602 | Bone wax | Obsolete | See - 42311605
42311603 | Oxidized cellulose or polysaccharide based hemostatic products | Obsolete | See - 42311605
42311604 | Collagen hemostatics or microfibrillar collagen | Obsolete | See - 42311605
42311605 | Thrombin non-absorbable patch | Obsolete | See - 42311606
42311606 | Topical hemostatic agents
42311607 | Surgical hemostatic agents
42311700 | Medical and surgical adherent tapes and related products for specialty use | Obsolete
42311702 | Infant umbilical tapes | Obsolete
42311703 | Medical or surgical tapes for skin attachment | Obsolete | See - 42311552
42311704 | Medical or surgical tape dispensers | Obsolete | see - 42311548
42311705 | Medical or surgical tape removers | Obsolete | see - 42311551
42311707 | Surgical tissue tapes
42311708 | Medical and surgical adherent tapes for general use | Obsolete | see - 42311552
42311900 | Medical incision drains and drainage bags and reservoirs and related products | Obsolete
42311901 | Medical incision drain accessories | Obsolete | See - 42295453 or 42295475
42311902 | Medical incision drainage bags or reservoirs | Obsolete | See - 42295453 or 42295475
42311903 | Medical incision drains | Obsolete | See - 42295453 or 42295475
42312000 | Medical tissue closure and related products
42312001 | Butterfly skin closures
42312002 | Medical clips for external use | New | Skin Clips
42312002 | Clips for skin closure |  | See - 42312015
42312003 | Wound or skin closure strips | Obsolete | See - 42312015
42312004 | Medical adhesive or glue or tape removers
42312004 | Medical adhesive or glue removers
42312005 | Medical adhesives or glues for skin closure
42312005 | Medical adhesive or glue for skin closure
42312006 | Medical clip appliers for internal use
42312006 | Medical clip appliers for internal use
42312007 | Medical clips for internal use
42312007 | Medical clips for internal use
42312008 | Medical staple or clip removers | Obsolete
42312009 | Medical staplers for internal use
42312009 | Medical stapler for internal use
42312010 | Medical staplers for external use |  | Skin Stapler
42312010 | Medical stapler for external use
42312011 | Medical staples for internal use
42312011 | Medical staples for internal use
42312012 | Medical staples for external use |  | Skin staples
42312012 | Staples for skin closure
42312013 | Fascial anchors
42312014 | Anastomosis rings
42312015 | Surgical tissue tapes |  | Use for skin closure tapes - eg steristrips
42312100 | Ostomy supplies and non surgical wound drainage products
42312101 | Ostomy appliance adhesives
42312101 | Ostomy appliance adhesives
42312102 | Ostomy appliances
42312102 | Ostomy appliances
42312103 | Ostomy cleaners or deodorants
42312103 | Ostomy cleaners or deodorants
42312104 | Ostomy collection supplies
42312104 | Ostomy collection supplies
42312105 | Ostomy skin barriers or protective care kits
42312105 | Ostomy skin barriers or protective care kits
42312106 | Ostomy inserts
42312106 | Ostomy inserts
42312107 | Ostomy wafers
42312107 | Ostomy wafers
42312108 | Wound drainage pouches
42312108 | Wound drainage pouches
42312109 | Ostomy bag rings
42312109 | Ostomy bag rings
42312110 | Ostomy starter kits
42312110 | Ostomy starter kits
42312111 | Ostomy bag covers
42312111 | Ostomy bag covers
42312112 | Ostomy belts
42312112 | Ostomy belt or accessories
42312113 | Ostomy bag plugs
42312113 | Ostomy bag plugs
42312115 | Ostomy irrigation sleeves
42312115 | Ostomy irrigation sleeves
42312116 | Ostomy catheter fixation kits | New
42312117 | Hemostatic bags
42312118 | Ureterostomy sets
42312119 | Stomal bags
42312120 | Ostomy measuring guides or cards
42312200 | Suture and related products
42312201 | Sutures
42312201 | Suture
42312202 | Suturing kits or trays or packs or sets
42312202 | Suturing kits or trays or packs or sets
42312203 | Suture buttons or bridges
42312203 | Suture buttons or bridges or related accessories
42312204 | Suture boots and capturing devices
42312204 | Suture boots and capturing devices
42312205 | Suture carts or racks | Obsolete | See 42192413
42312206 | Suture needles
42312206 | Suture needles
42312207 | Suture removal kits or trays or packs or sets
42312207 | Suture removal kits or trays or packs or sets
42312208 | Suture removers
42312208 | Suture removers
42312209 | Umbilical tapes
42312210 | Suture identification markers
42312211 | Suture button or bridge accessories
42312300 | Wound cleaning and debridement products
42312301 | Absorbers for wound cleansing
42312301 | Absorbers for wound cleansing
42312302 | Debridement sponges
42312302 | Debridement sponges
42312303 | Pulsed lavage systems for wound treatment
42312303 | Pulsed lavage systems or related accessories for wound treatment
42312304 | Autolytic debridement products
42312304 | Medical autolytic debridement products
42312305 | Enzymatic debridement products
42312305 | Medical enzymatic debridement products
42312306 | Mechanical debridement products
42312306 | Medical mechanical debridement products
42312307 | Surgical debridement products
42312307 | Medical surgical debridement products
42312309 | Wound irrigation systems
42312309 | Wound irrigation systems
42312310 | Wound cleansing bottles
42312310 | Cleansing bottles
42312311 | Wound disinfectant kits
42312311 | Disinfectant kits
42312312 | Wound care or cleansing trays
42312312 | Wound care or cleansing trays
42312313 | Wound cleaning solutions
42312313 | Wound cleaning solutions
42312314 | Maggot debridement products
42312315 | Pulsed lavage system accessories for wound treatment | New
42312400 | Wound packing products
42312401 | Calcium alginate wound packing
42312401 | Calcium alginate wound packing
42312402 | Nasal splints or stents
42312402 | Nasal splints or stents
42312403 | Packing strips for wound care
42312403 | Packing strips for wound care
42312500 | Wound supports and supplies and accessories | v19
42312501 | Mammary support binders
42312501 | Mammary support binders
42312502 | Abdominal binders
42312502 | Abdominal binders
42312503 | Scrotal supports
42312503 | Scrotal supports
42312504 | Facial support garments
42312504 | Facial support garment
42312505 | Perineal binders
42312600 | Negative pressure wound care therapy products
42312601 | Negative pressure wound therapy equipment
42312601 | Negative pressure wound therapy equipment
42312602 | Negative pressure wound therapy systems or kits
42312602 | Negative pressure wound therapy system or kit
42312603 | Negative pressure dressings
42312604 | Topical wound oxygen therapy single use chambers
42312700 | Topical wound oxygen therapy products
42312701 | Topical wound oxygen therapy single use chamber | Obsolete | See - 42312604
42320000 | Orthopedic surgical implants
42321500 | Orthopedic trauma implants
42321501 | Surgical wires
42321501 | Surgical wire and its accessories
42321502 | Orthopedic guidewire or guide pin or guide rod | Obsolete | See - 42321517
42321503 | Bone graft extender or void filler or substitute | Obsolete
42321504 | Intramedullary nails or rods
42321504 | Intramedullary nail or rod
42321505 | Bone plates
42321505 | Bone plate
42321506 | Bone screws
42321506 | Bone screw
42321507 | Internal bone fixation sets
42321507 | Internal fixation set
42321508 | Orthopedic nuts
42321508 | Orthopedic nut
42321509 | Orthopedic washers
42321509 | Orthopedic washer
42321510 | Orthopedic caps
42321510 | Orthopedic cap
42321512 | Permanent bone fixation pins or pegs
42321512 | Bone fixation pin or peg
42321513 | Temporary fixation pin or wire
42321513 | Temporary fixation pin or wire
42321514 | Bone fixation staples
42321514 | Bone fixation staple
42321515 | Intramedullary nail blades
42321515 | Intramedullary nail blade
42321516 | Intramedullary nail locking bolts
42321516 | Intramedullary nail locking bolt
42321517 | Surgical wire accessories | New
42321518 | External bone fixation sets | New
42321600 | Spinal implants
42321601 | Intervertebral discs
42321601 | Intervertebral disc
42321602 | Spinal cables
42321602 | Spinal cable
42321603 | Kyphoplasty balloon kits or accessories
42321603 | Kyphoplasty balloon
42321604 | Spinal crosslinking devices
42321604 | Spinal crosslinking device
42321605 | Spinal interbody cages or spacers
42321605 | Spinal interbody cage
42321606 | Spinal decompression devices
42321606 | Spinal decompression device
42321607 | Spinal hooks
42321607 | Spinal hook
42321609 | Spinal rods
42321609 | Spinal rod
42321610 | Spinal screws
42321610 | Spinal screw
42321611 | Spinal plates
42321611 | Spinal plate
42321612 | Spinal sleeve rings or end caps
42321612 | Spinal sleeve ring or end cap
42321613 | Spinal set screws or blocker or plugs
42321613 | Spinal set screw or blocker or plug
42321614 | Spinal nuts
42321614 | Spinal nut
42321615 | Spinal saddles or cradles
42321615 | Spinal saddle or cradle
42321616 | Spinal connectors or couplers
42321616 | Spinal connector or coupler
42321617 | Spinal staples
42321617 | Spinal staple
42321618 | Spinal washers
42321618 | Spinal washer
42321619 | Spinal cement restrictors
42321619 | Spinal cement restrictor
42321620 | Spinal bolts
42321620 | Spinal bolt
42321621 | Temporary spinal fixation pins or wires
42321621 | Temporary spinal fixation pin or wire
42321622 | Spinal implant kits or systems
42321622 | Spinal implant kit or system
42321700 | Hip joint implants
42321701 | Acetabular cups
42321701 | One piece acetabular cup
42321702 | Acetabular cup shells
42321702 | Acetabular cup shell
42321703 | Acetabular cup liners
42321703 | Acetabular cup liner
42321704 | Femoral heads
42321704 | Femoral head
42321705 | Femoral stem distal centralizers
42321705 | Femoral stem distal centralizer
42321706 | Femoral hip stem extensions
42321706 | Femoral hip stem extension
42321707 | Total hip replacement kits or systems
42321707 | Total hip replacement kit or system
42321708 | Femoral hip stems
42321708 | Femoral hip stem
42321709 | Hip hemiarthroplasty prosthesis
42321709 | One piece hip hemiarthroplasty prosthesis
42321710 | Femoral modular hip component adapters
42321710 | Femoral modular hip component adapter
42321711 | Resurfacing femoral components
42321711 | Resurfacing femoral component
42321712 | Femoral stem proximal centralizers
42321712 | Femoral stem proximal centralizer
42321713 | Acetabular screws
42321713 | Acetabular screw
42321714 | Acetabular augments
42321714 | Acetabular augment
42321715 | Bi polar or uni polar hip components
42321715 | Bi polar or uni polar hip component
42321716 | Femoral canal cement restrictors
42321716 | Femoral canal cement restrictor
42321717 | Hip component screw | Obsolete
42321718 | Acetabular cages
42321718 | Acetabular cage
42321719 | Acetabular meshes
42321719 | Acetabular mesh
42321720 | Acetabular screw hole covers
42321720 | Acetabular screw hole cover
42321721 | Acetabular hole eliminators or plugs
42321721 | Acetabular hole eliminator or plug
42321722 | Acetabular rings
42321722 | Acetabular ring
42321723 | Femoral necks
42321723 | Femoral neck
42321724 | Hip cement spacers | New
42321800 | Knee joint implants
42321801 | Femoral knee components
42321801 | Femoral knee component
42321802 | Femoral knee extension stems
42321802 | Femoral knee extension stem
42321803 | Tibial extension stem | Obsolete
42321804 | Patellar implants
42321804 | Patellar implant
42321805 | Tibial baseplates or trays
42321805 | Tibial baseplate
42321806 | Tibial inserts or bearings or articular surfaces
42321806 | Tibial Insert
42321808 | Total knee replacement kits or systems
42321808 | Total knee replacement kit or system
42321809 | Tibial or femoral or patellar augments
42321809 | Tibial or femoral or patellar augment
42321810 | Tibial baseplate screws
42321810 | Tibial baseplate screw
42321811 | Augment connection screws
42321811 | Augment connection screw
42321812 | Knee joint spacers
42321812 | Knee joint spacer
42321813 | Femoral knee wedges
42321813 | Femoral knee wedge
42321814 | Tibial axles | New
42321815 | Tibial bushings | New
42321816 | Knee cement spacers | New
42321900 | Shoulder joint implants
42321902 | Humeral heads
42321902 | Humeral head
42321903 | Humeral stems
42321903 | Humeral stem
42321904 | Resurfacing humeral components
42321904 | Resurfacing humeral component
42321905 | Glenoid spheres
42321905 | Glenoid sphere
42321906 | Glenoid fixation components
42321906 | Glenoid fixation component
42321907 | Humeral insert liners or cups
42321907 | Humeral insert liner or cup
42321908 | Humeral canal cement restrictors
42321908 | Humeral canal cement restrictor
42321909 | Humeral shells or sockets
42321909 | Humeral shell or socket
42321910 | Humeral stem centralizers or sleeves
42321910 | Humeral stem centralizer or sleeve
42321911 | Humeral bodies
42321911 | Humeral body
42321912 | Total or partial shoulder replacement kits or systems
42321912 | Total or partial shoulder replacement kit or system
42321913 | Shoulder cement spacers | New
42322000 | Distal joint orthopedic implants
42322001 | Ankle joint implants
42322001 | Ankle joint implant
42322002 | Wrist joint implants
42322002 | Wrist joint implant
42322003 | Elbow joint implants
42322003 | Elbow joint implant
42322004 | Finger joint implants
42322004 | Finger joint implant
42322005 | Toe joint implants
42322005 | Toe joint implant
42322006 | Tendon rods or spacers
42322006 | Tendon rod or spacer
42322007 | Orthopedic toe implant sizer sets | New
42322008 | Orthotic caliper plates | New
42322009 | Ankle cement spacers | New
42322100 | Orthopedic trial implants
42322101 | Knee trial implant sizers
42322101 | Knee trial implant
42322102 | Hip trial implant sizers
42322102 | Hip trial implant
42322103 | Shoulder trial implant sizers
42322103 | Shoulder trial implant
42322104 | Distal joint trial implant sizers
42322104 | Distal joint trial implant
42322105 | Spinal trial implant sizers
42322105 | Spinal trial implant
42322106 | Trauma trial implant sizers
42322106 | Trauma trial implant
42322200 | Soft tissue fixation products
42322201 | Interference screws
42322201 | Interference screw
42322202 | Soft tissue non-suture anchors
42322202 | Soft tissue non-suture anchor
42322203 | Suture anchors
42322203 | Suture anchor
42322204 | Soft tissue fixation washers
42322204 | Soft tissue fixation washer
42322205 | Soft tissue fixation pins
42322205 | Soft tissue fixation pin
42322206 | Soft tissue staples
42322206 | Soft tissue staple
42322301 | Pectus bars | New
42322302 | Sternal closure devices | New
42322401 | Upper body limb salvage implants | New
42322402 | Lower body limb salvage implants | New
42322403 | Limb salvage implant accessories | New
42322501 | External fixation rods | New
42322502 | External fixation rings or halos | New
42322503 | External fixation couplers or clamps | New
42322504 | External fixation management systems | New

## Implants
Commodity | Commodity Title
42295500 | Surgical implants and expanders and extenders and surgical wires and related products
42295502 | Human tissue implants
42295502 | Human tissue implant
42295503 | Implantable infusion ports
42295503 | Implantable infusion port or accessories
42295505 | Ophthalmic implants
42295505 | Opthalmic implant
42295506 | Oral maxillofacial implants or sets
42295506 | Oral maxillofacial implants or sets
42295508 | Otolaryngology implants or sets
42295509 | Plastic or cosmetic tissue expanders or sets
42295509 | Plastic or cosmetic implant or tissue expander or set
42295510 | Surgical adhesion barriers
42295510 | Surgical adhesion barrier
42295511 | Surgical bone stimulators
42295511 | Surgical bone stimulator
42295512 | Surgical implantable shunts or shunt extenders
42295512 | Surgical implantable shunts or shunt extenders
42295513 | Surgical mesh or tissue barriers
42295513 | Surgical mesh or tissue barrier
42295514 | Silicone sheetings
42295514 | Silicone sheeting
42295515 | Synthetic tissue implants
42295515 | Synthetic tissue implants
42295516 | Urological implant or sets
42295516 | Urological implant or set
42295517 | Cardiovascular extenders
42295517 | Cardiovascular extenders
42295518 | Graft protectors
42295518 | Graft protectors
42295519 | Preparation kit for penile prosthesis
42295519 | Preparation kit for penile prosthesis
42295520 | Ventriculostomy kits
42295520 | Ventriculostomy kit
42295521 | Gastrointestinal implants
42295521 | Gastrointestinal implant
42295522 | Implantable nerve stimulator systems or kits
42295522 | Implantable nerve stimulator system or kit or accessories
42295523 | Gynecological implants or slings
42295523 | Gynecological implant or sling
42295524 | Intraocular lenses IOL
42295524 | Intraocular lens IOL
42295525 | Biological tissue implants
42295525 | Biological tissue implant
42295526 | Hair implant systems
42295526 | Hair implant system
42295527 | Implantable intrathecal infusion pumps
42295527 | Implantable intrathecal infusion pump and accessories
42295528 | Myringotomy procedure kits
42295529 | Endolymphatic shunt tubes
42295530 | Tympanostomy tubes
42295531 | Silicone block elastomers
42295532 | Testicular prosthesis
42295533 | Nasal implants
42295534 | Otologic implants
42295535 | Laryngeal or pharengeal implants
42295536 | Breast implant volume mammary sizers
42295537 | Breast implants
42295538 | Anti-reflux implants
42295539 | Intragastric implants for obesity
42295540 | Cosmetic facial implants
42295541 | Implantable infusion port or accessories
42295542 | Implantable nerve stimulator system or kit accessories
42295543 | Implantable intrathecal infusion pump accessories
42295544 | Surgical felts or fabrics or patches or pledgets
42295545 | Bone graft extender or void fillers or substitutes
42295900 | Surgical stents
42295901 | Gastrointestinal stents
42295901 | Gastrointestinal stent
42295902 | Tracheal stents
42295902 | Tracheal stents
42295903 | Urological stents
42295903 | Urological stents
42295904 | Vaginal or uterine stents
42295904 | Vaginal or uterine stents
42295905 | Endoprosthesis or wall stents or tubes
42295905 | Endoprosthesis or wall stents or tubes
42295906 | Esophageal stents
42295906 | Esophageal stent
42295907 | Carotid stents
42295908 | Lacrimal stents
42295909 | Laryngeal stents
42295910 | Biliary stents
42295911 | Peripheral stents
42295912 | Coronary stents
42296000 | Cardiovascular implants
42296001 | Aortic valves
42296001 | Aortic valve
42296002 | Cardiovascular conduits
42296002 | Cardiovascular conduit
42296003 | Mitral valves
42296003 | Mitral valve
42296004 | Tricuspid valves
42296004 | Tricuspid valve
42296005 | Annuloplasty rings
42296005 | Annuloplasty ring
42296006 | Vascular grafts
42296006 | Vascular graft
42296007 | Cardiovascular occluders
42296007 | Cardiovascular occluder
42296008 | Pulmonary valves
42296008 | Pulmonary valve
42296009 | Cardiac tissue adhesives
42296010 | Implantable aneurysm pressure sensors
42296100 | Neurosurgical implants
42296101 | Implantable aneurysm clips
42296101 | Implantable aneurysm clip
42296102 | Temporary aneurysm clips
42296102 | Temporary aneurysm clip
42296103 | Dural replacement or repair devices
42296103 | Dural replacement or repair device
42296104 | Cranial plate or bur hole covers
42296104 | Cranial plate or bur hole cover
42296105 | Cranial meshes
42296105 | Cranial mesh
42296106 | Nerve repair grafts
42296106 | Nerve repair graft
42296107 | Cranial clamps
42296107 | Cranial clamp
42296108 | Cerebral aneurysm encapsulating kits
42296108 | Cerebral aneurysm encapsulating kit
42296109 | Cranioplasty plate fasteners
42296110 | Implantable brain stimulators
42296111 | Craniosynostosis strips
42296611 | Surgical bone cement injectors | New
42296700 | Surgical bone cements and related products
42296702 | Surgical bone cement mixers | New
42296704 | Surgical bone cement kits | New
42296705 | Surgical bone cements | New
42296706 | Surgical bone cement injector accessories | New
42296707 | Surgical bone cement mixer accessories | New
42296708 | Surgical bone cement kit accessories | New
42321500 | Orthopedic trauma implants
42321501 | Surgical wires
42321501 | Surgical wire and its accessories
42321502 | Orthopedic guidewire or guide pin or guide rod
42321503 | Bone graft extender or void filler or substitute
42321504 | Intramedullary nails or rods
42321504 | Intramedullary nail or rod
42321505 | Bone plates
42321505 | Bone plate
42321506 | Bone screws
42321506 | Bone screw
42321507 | Internal bone fixation sets
42321507 | Internal fixation set
42321508 | Orthopedic nuts
42321508 | Orthopedic nut
42321509 | Orthopedic washers
42321509 | Orthopedic washer
42321510 | Orthopedic caps
42321510 | Orthopedic cap
42321512 | Permanent bone fixation pins or pegs
42321512 | Bone fixation pin or peg
42321513 | Temporary fixation pin or wire
42321513 | Temporary fixation pin or wire
42321514 | Bone fixation staples
42321514 | Bone fixation staple
42321515 | Intramedullary nail blades
42321515 | Intramedullary nail blade
42321516 | Intramedullary nail locking bolts
42321516 | Intramedullary nail locking bolt
42321517 | Surgical wire accessories
42321518 | External bone fixation sets
42321600 | Spinal implants
42321601 | Intervertebral discs
42321601 | Intervertebral disc
42321602 | Spinal cables
42321602 | Spinal cable
42321603 | Kyphoplasty balloon kits or accessories
42321603 | Kyphoplasty balloon
42321604 | Spinal crosslinking devices
42321604 | Spinal crosslinking device
42321605 | Spinal interbody cages or spacers
42321605 | Spinal interbody cage
42321606 | Spinal decompression devices
42321606 | Spinal decompression device
42321607 | Spinal hooks
42321607 | Spinal hook
42321609 | Spinal rods
42321609 | Spinal rod
42321610 | Spinal screws
42321610 | Spinal screw
42321611 | Spinal plates
42321611 | Spinal plate
42321612 | Spinal sleeve rings or end caps
42321612 | Spinal sleeve ring or end cap
42321613 | Spinal set screws or blocker or plugs
42321613 | Spinal set screw or blocker or plug
42321614 | Spinal nuts
42321614 | Spinal nut
42321615 | Spinal saddles or cradles
42321615 | Spinal saddle or cradle
42321616 | Spinal connectors or couplers
42321616 | Spinal connector or coupler
42321617 | Spinal staples
42321617 | Spinal staple
42321618 | Spinal washers
42321618 | Spinal washer
42321619 | Spinal cement restrictors
42321619 | Spinal cement restrictor
42321619 | Spinal cement restrictors
42321619 | Spinal cement restrictor
42321620 | Spinal bolts
42321620 | Spinal bolt
42321621 | Temporary spinal fixation pins or wires
42321621 | Temporary spinal fixation pin or wire
42321622 | Spinal implant kits or systems
42321622 | Spinal implant kit or system
42321700 | Hip joint implants
42321701 | Acetabular cups
42321701 | One piece acetabular cup
42321702 | Acetabular cup shells
42321702 | Acetabular cup shell
42321703 | Acetabular cup liners
42321703 | Acetabular cup liner
42321704 | Femoral heads
42321704 | Femoral head
42321705 | Femoral stem distal centralizers
42321705 | Femoral stem distal centralizer
42321706 | Femoral hip stem extensions
42321706 | Femoral hip stem extension
42321707 | Total hip replacement kits or systems
42321707 | Total hip replacement kit or system
42321707 | Total hip replacement kits or systems
42321707 | Total hip replacement kit or system
42321708 | Femoral hip stems
42321708 | Femoral hip stem
42321709 | Hip hemiarthroplasty prosthesis
42321709 | One piece hip hemiarthroplasty prosthesis
42321710 | Femoral modular hip component adapters
42321710 | Femoral modular hip component adapter
42321711 | Resurfacing femoral components
42321711 | Resurfacing femoral component
42321712 | Femoral stem proximal centralizers
42321712 | Femoral stem proximal centralizer
42321713 | Acetabular screws
42321713 | Acetabular screw
42321714 | Acetabular augments
42321714 | Acetabular augment
42321715 | Bi polar or uni polar hip components
42321715 | Bi polar or uni polar hip component
42321716 | Femoral canal cement restrictors
42321716 | Femoral canal cement restrictor
42321716 | Femoral canal cement restrictors
42321716 | Femoral canal cement restrictor
42321717 | Hip component screw
42321718 | Acetabular cages
42321718 | Acetabular cage
42321719 | Acetabular meshes
42321719 | Acetabular mesh
42321720 | Acetabular screw hole covers
42321720 | Acetabular screw hole cover
42321721 | Acetabular hole eliminators or plugs
42321721 | Acetabular hole eliminator or plug
42321722 | Acetabular rings
42321722 | Acetabular ring
42321723 | Femoral necks
42321723 | Femoral neck
42321724 | Hip cement spacers
42321724 | Hip cement spacers | New
42321800 | Knee joint implants
42321801 | Femoral knee components
42321801 | Femoral knee component
42321802 | Femoral knee extension stems
42321802 | Femoral knee extension stem
42321803 | Tibial extension stem | Obsolete | See 42321809
42321804 | Patellar implants
42321804 | Patellar implant
42321805 | Tibial baseplates or trays
42321805 | Tibial baseplate
42321806 | Tibial inserts or bearings or articular surfaces
42321806 | Tibial Insert
42321808 | Total knee replacement kits or systems
42321808 | Total knee replacement kit or system
42321808 | Total knee replacement kits or systems
42321808 | Total knee replacement kit or system
42321809 | Tibial or femoral or patellar augments
42321809 | Tibial or femoral or patellar augment
42321810 | Tibial baseplate screws
42321810 | Tibial baseplate screw
42321811 | Augment connection screws
42321811 | Augment connection screw
42321812 | Knee joint spacers
42321812 | Knee joint spacer
42321813 | Femoral knee wedges
42321813 | Femoral knee wedge
42321814 | Tibial axles
42321815 | Tibial bushings
42321816 | Knee cement spacers
42321816 | Knee cement spacers | New
42321900 | Shoulder joint implants
42321902 | Humeral heads
42321902 | Humeral head
42321903 | Humeral stems
42321903 | Humeral stem
42321904 | Resurfacing humeral components
42321904 | Resurfacing humeral component
42321905 | Glenoid spheres
42321905 | Glenoid sphere
42321906 | Glenoid fixation components
42321906 | Glenoid fixation component
42321907 | Humeral insert liners or cups
42321907 | Humeral insert liner or cup
42321908 | Humeral canal cement restrictors
42321908 | Humeral canal cement restrictor
42321908 | Humeral canal cement restrictors
42321908 | Humeral canal cement restrictor
42321909 | Humeral shells or sockets
42321909 | Humeral shell or socket
42321910 | Humeral stem centralizers or sleeves
42321910 | Humeral stem centralizer or sleeve
42321911 | Humeral bodies
42321911 | Humeral body
42321912 | Total or partial shoulder replacement kits or systems
42321912 | Total or partial shoulder replacement kit or system
42321912 | Total or partial shoulder replacement kits or systems
42321912 | Total or partial shoulder replacement kit or system
42321913 | Shoulder cement spacers
42321913 | Shoulder cement spacers | New
42322000 | Distal joint orthopedic implants
42322001 | Ankle joint implants
42322001 | Ankle joint implant
42322002 | Wrist joint implants
42322002 | Wrist joint implant
42322003 | Elbow joint implants
42322003 | Elbow joint implant
42322004 | Finger joint implants
42322004 | Finger joint implant
42322005 | Toe joint implants
42322005 | Toe joint implant
42322006 | Tendon rods or spacers
42322006 | Tendon rod or spacer
42322007 | Orthopedic toe implant sizer sets
42322008 | Orthotic caliper plates
42322009 | Ankle cement spacers
42322009 | Ankle cement spacers | New
42322100 | Orthopedic trial implants
42322101 | Knee trial implant sizers
42322101 | Knee trial implant
42322102 | Hip trial implant sizers
42322102 | Hip trial implant
42322103 | Shoulder trial implant sizers
42322103 | Shoulder trial implant
42322104 | Distal joint trial implant sizers
42322104 | Distal joint trial implant
42322105 | Spinal trial implant sizers
42322105 | Spinal trial implant
42322106 | Trauma trial implant sizers
42322106 | Trauma trial implant

## OrthoSpine
Commodity | Commodity Title | Status
42171613 | Spine boards
42181521 | Spinal fluid pressure monitors
42181521 | Spinal fluid pressure monitor
42240000 | Orthopedic and prosthetic and sports medicine products
42241505 | Orthopedic casting rolls or tapes
42241505 | Orthopedic casting rolls or tapes
42241506 | Orthopedic casting material for splints
42241506 | Orthopedic casting material for splints
42241507 | Orthopedic splint systems
42241507 | Orthopedic splint systems
42241602 | Cast cutters or saws
42241602 | Cast cutters or saws
42241700 | Orthopedic softgoods for lower extremity
42241701 | Ankle or foot orthopedic softgoods
42241701 | Ankle or foot orthopedic softgoods
42241702 | Hip orthopedic softgoods
42241702 | Hip orthopedic softgoods
42241705 | Leg orthopedic softgoods
42241705 | Leg orthopedic softgoods or accessories
42241712 | Orthopedic prosthetic foams | New
42241714 | Orthopedic softgood for lower extremity accessories | New
42241800 | Orthopedic softgoods for upper extremity and torso
42241801 | Arm orthopedic softgoods
42241801 | Arm orthopedic softgoods
42241802 | Back or lumbar or sacral orthopedic softgoods
42241802 | Back or lumbar or sacral orthopedic softgoods
42241804 | Clavicle orthopedic softgoods
42241804 | Clavicle orthopedic softgoods
42241805 | Elbow orthopedic softgoods
42241805 | Elbow orthopedic softgoods
42241806 | Forearm or wrist or thumb orthopedic softgoods
42241806 | Forearm or wrist or thumb orthopedic softgoods
42241807 | Hand or finger orthopedic softgoods
42241807 | Hand or finger orthopedic softgoods
42241808 | Ribs or abdomen orthopedic softgoods
42241808 | Ribs or abdomen orthopedic softgoods
42241809 | Shoulder orthopedic softgoods
42241809 | Shoulder orthopedic softgoods
42242006 | Orthopedic upper limb appliances | New
42242100 | Orthopedic traction supplies and accessories
42242108 | Orthopedic traction hardware or weights
42242108 | Orthopedic traction hardware or weights
42242109 | Orthopedic traction softgoods for general use
42242109 | Orthopedic traction softgoods for general use
42242300 | Orthopedic equipment and supplies | Obsolete | No
42242301 | Orthopedic scar pumps | Obsolete | See 42251631
42242302 | Orthopedic upper limb appliances | Obsolete | See - 42242006
42251631 | Orthopedic scar pumps | New
42261512 | Autopsy saws
42261512 | Autopsy saws
42261513 | Autopsy saw blades
42261513 | Autopsy saw blades or accessories
42291604 | Surgical bone hand saws or wire saws or saw handles
42291604 | Surgical bone hand saws or wire saws or saw handles
42291607 | Surgical curettes or loops or curette sets
42291700 | Surgical hand drills and reamers and puncturing instruments and accessories and related products
42291701 | Surgical hand or twist drills or drill kits |  | Accessories - see 42291712
42291701 | Surgical hand or twist drills or drill kits or accessories
42291708 | Surgical drill bit or accessories |  | Do Not Use - see 42295210 or
42291708 | Surgical drill bit or accessories
42291709 | Surgical non powered saw blades
42291709 | Surgical saw blades or accessories
42291712 | Surgical hand or twist drill or drill kit accessories | New
42291714 | Surgical saw blade accessories
42292405 | Surgical drill countersinks | New
42293110 | Orthopedic retractors | Obsolete | See - 42293107
42293120 | Spine or neuro retractors | Obsolete | See - 42293107
42293137 | Orthopedic retractor blades | Obsolete | See - 42293107
42293411 | Spinal system corkscrews
42294205 | Neurosurgical or spinal instrument sets |  | This is for a complete instrument set
42294205 | Neurosurgical or spinal instrument sets
42294208 | Orthopedic revision or total joint instrument systems
42294209 | Orthopedic trauma fixation instrument systems
42294219 | Orthopedic surgical instrument sets |  | This is for a complete instrument set
42294219 | Orthopedic surgical instrument sets
42294950 | Endoscopic drills or drill bits
42294950 | Endoscopic drills or drill bits
42295108 | Operating room patient fracture tables or orthopedic tables
42295108 | Operating room patient fracture tables or orthopedic tables or accessories or related products
42295133 | Orthopedic pin racks or accessories | Obsolete
42295135 | Orthopedic target devices or accessories | Obsolete
42295154 | Operating room patient fracture table or orthopedic table accessories | New
42295202 | Surgical pneumatic or battery or electric saws or drills or pin drivers |  | Accessories - see 42295214
42295202 | Surgical pneumatic or battery or electric saws or drills or pin drivers or accessories
42295202 | Surgical pneumatic or battery or electric saws or drills or pin drivers |  | Accessories - see 42295214
42295202 | Surgical pneumatic or battery or electric saws or drills or pin drivers or accessories
42295207 | Surgical drill guides or sleeves
42295207 | Surgical drill guide or sleeve
42295209 | Surgical drill bits | New
42295210 | Surgical drill bit accessories | New
42295211 | Surgical powered saw blades | New
42295214 | Surgical pneumatic or battery or electric saw or drill or pin driver accessories | New
42295214 | Surgical pneumatic or battery or electric saw or drill or pin driver accessories | New
42295439 | Orthopedic bone smoothers
42295460 | Protective caps for orthopedic implants
42295460 | Protective caps for orthopedic implants
42295600 | Cerebral spinal fluid CSF drainage products and accessories
42295603 | Lumbar cerebrospinal fluid drains or kits
42295603 | Lumbar cerebrospinal fluid drain or kit
42296603 | Orthopedic stereotaxic instruments | New
42296604 | Orthopedic stereotaxic systems | New
42296605 | Patient specific manual orthopedic stereotaxic systems | New
42296804 | Neurosurgical or spinal instruments | New | This is for individual instruments
42296816 | Orthopedic surgical instruments | New | This is for individual instruments - try looking for the instrument by name - eg curette, awl, reamer etc and if you cannot find it by the instrument name, use this
42320000 | Orthopedic surgical implants
42321500 | Orthopedic trauma implants
42321502 | Orthopedic guidewire or guide pin or guide rod | Obsolete | See - 42321517
42321508 | Orthopedic nuts
42321508 | Orthopedic nut
42321509 | Orthopedic washers
42321509 | Orthopedic washer
42321510 | Orthopedic caps
42321510 | Orthopedic cap
42321600 | Spinal implants
42321602 | Spinal cables
42321602 | Spinal cable
42321604 | Spinal crosslinking devices
42321604 | Spinal crosslinking device
42321605 | Spinal interbody cages or spacers
42321605 | Spinal interbody cage
42321606 | Spinal decompression devices
42321606 | Spinal decompression device
42321607 | Spinal hooks
42321607 | Spinal hook
42321609 | Spinal rods
42321609 | Spinal rod
42321610 | Spinal screws
42321610 | Spinal screw
42321611 | Spinal plates
42321611 | Spinal plate
42321612 | Spinal sleeve rings or end caps
42321612 | Spinal sleeve ring or end cap
42321613 | Spinal set screws or blocker or plugs
42321613 | Spinal set screw or blocker or plug
42321614 | Spinal nuts
42321614 | Spinal nut
42321615 | Spinal saddles or cradles
42321615 | Spinal saddle or cradle
42321616 | Spinal connectors or couplers
42321616 | Spinal connector or coupler
42321617 | Spinal staples
42321617 | Spinal staple
42321618 | Spinal washers
42321618 | Spinal washer
42321619 | Spinal cement restrictors
42321619 | Spinal cement restrictor
42321620 | Spinal bolts
42321620 | Spinal bolt
42321621 | Temporary spinal fixation pins or wires
42321621 | Temporary spinal fixation pin or wire
42321622 | Spinal implant kits or systems
42321622 | Spinal implant kit or system
42322000 | Distal joint orthopedic implants
42322007 | Orthopedic toe implant sizer sets | New
42322100 | Orthopedic trial implants
42322105 | Spinal trial implant sizers
42322105 | Spinal trial implant

## Meds only
Segment
| *** For product accessories it appears that UNSPSC have put these in new codes of their own, where possible I have tried to indicate these alongside the actual product |  |  | Family
Class v15 & v19
Class v19 only
v19 Commodity
v15 Commodity
Commodity | Commodity Title | Status
51000000 | Drugs and Pharmaceutical Products
51100000 | Anti infective drugs | Obsolete
51101500 | Antibiotics | Obsolete
51101503 | Chloramphenicol | Obsolete
51101504 | Clindamycin | Obsolete
51101507 | Penicillin | Obsolete
51101508 | Antibiotic sulfonamides | Obsolete
51101509 | Tetracycline | Obsolete
51101510 | Oxytetracycline | Obsolete
51101511 | Amoxycillin | Obsolete
51101512 | Cloxacillin | Obsolete
51101513 | Neomycin | Obsolete
51101514 | Framycetin sulphate | Obsolete
51101515 | Lincomycin hydrochloride | Obsolete
51101516 | Gramicidin | Obsolete
51101518 | Ofloxacin | Obsolete
51101519 | Thiamphenicol | Obsolete
51101521 | Pristinamycine | Obsolete
51101522 | Clarithromycin | Obsolete
51101523 | Chlorquinaldol | Obsolete
51101524 | Bacitracin zinc | Obsolete
51101525 | Benzoyl peroxide | Obsolete
51101526 | Polymyxins | Obsolete
51101527 | Colistimethate sodium | Obsolete
51101528 | Tyrothricin | Obsolete
51101530 | Trimethoprim | Obsolete
51101531 | Streptogramins | Obsolete
51101532 | Teicoplanin | Obsolete
51101533 | Rifamycin | Obsolete
51101534 | Ceftibuten | Obsolete
51101535 | Cephradine | Obsolete
51101536 | Moxifloxacin hydrochloride | Obsolete
51101537 | Lomefloxacin hydrochloride | Obsolete
51101538 | Levofloxacin | Obsolete
51101539 | Grepafloxacin hydrochloride | Obsolete
51101540 | Gatifloxacin | Obsolete
51101541 | Enoxacin | Obsolete
51101542 | Ciprofloxacin | Obsolete
51101543 | Cephapirin | Obsolete
51101544 | loracarbef | Obsolete
51101545 | Ceftizoxime | Obsolete
51101546 | Norfloxacin | Obsolete
51101547 | Cefprozil | Obsolete
51101548 | Fosfomycin tromethamine | Obsolete
51101549 | Linezolid | Obsolete
51101550 | Cephalexin | Obsolete
51101551 | Ceftriaxone | Obsolete
51101552 | Ceftazidime | Obsolete
51101553 | Alatrofloxacin | Obsolete
51101554 | Dicloxacillin sodium | Obsolete
51101555 | Aztreonam | Obsolete
51101556 | Minocycline | Obsolete
51101557 | Doxycycline | Obsolete
51101558 | Demeclocycline | Obsolete
51101559 | Chlortetracycline | Obsolete
51101560 | Ticarcillin | Obsolete
51101561 | Piperacillin | Obsolete
51101562 | Oxacillin sodium | Obsolete
51101563 | Trovafloxacin mesylate | Obsolete
51101564 | Mezlocillin | Obsolete
51101565 | Cefpodoxime proxetil | Obsolete
51101566 | Carbenicillin | Obsolete
51101567 | Ampicillin | Obsolete
51101568 | Troleandomycin | Obsolete
51101569 | Roxithromycin | Obsolete
51101570 | Erythromycin | Obsolete
51101571 | Dirithromycin | Obsolete
51101572 | Azithromycin | Obsolete
51101573 | Cefuroxime | Obsolete
51101574 | Furazolidone | Obsolete
51101575 | Nafcillin sodium | Obsolete
51101576 | Cephalothin | Obsolete
51101577 | Cefdinir | Obsolete
51101578 | Cefazolin | Obsolete
51101579 | Cefamandole | Obsolete
51101580 | Cefadroxil | Obsolete
51101581 | Cefaclor | Obsolete
51101582 | Tobramycin | Obsolete
51101583 | Cefditoren | Obsolete
51101584 | Gentamicin | Obsolete
51101585 | Netilmicin | Obsolete
51101586 | Amikacin | Obsolete
51101587 | Kanamycin | Obsolete
51101588 | Sparfloxacin | Obsolete
51101589 | Carbapenems including thienamycins | Obsolete
51101590 | Quinupristin | Obsolete
51101591 | Vancomycin | Obsolete
51101592 | Cefoxitin | Obsolete
51101593 | Cefotaxime | Obsolete
51101594 | Cefepime | Obsolete
51101595 | Cefotetan | Obsolete
51101596 | Cefoperazone | Obsolete
51101597 | Mupirocin | Obsolete
51101598 | Cefonicid | Obsolete
51101599 | Cefixime | Obsolete
51101600 | Amebicides and Trichomonacides and Antiprotozoals
51101600 | Amebicides and trichomonacides
51101601 | Atovaquone
51101602 | Eflornithine
51101602 | Eflornithine hydrochloride
51101603 | Metronidazole | obsolete
51101604 | Meglumine antimonate
51101604 | Meglumine antimonate
51101606 | Rifapentine | obsolete
51101607 | Calcium oxide
51101607 | Calcium oxide
51101610 | Chlorocresol | obsolete
51101611 | Meropenem | obsolete
51101612 | Polynoxylin
51101612 | Polynoxylin
51101613 | Pentamidine
51101613 | Pentamidine isetionate
51101614 | Diloxanide furoate
51101614 | Diloxanide furoate
51101616 | Melarsoprol
51101616 | Melarsoprol
51101617 | Tinidazole | Obsolete
51101618 | Taurolidine
51101618 | Taurolidine
51101619 | Secnidazole | Obsolete
51101620 | Iodoquinol
51101620 | Iodoquinol
51101624 | Metronidazole hydrochloride | Obsolete
51101625 | Paromomycin sulfate | Obsolete
51101629 | Trimetrexate
51101629 | Trimetrexate glucuronate
51101630 | Propamidine
51101630 | Propamidine isethionate
51101631 | Nitazoxanide | Obsolete
51101632 | Faropenem sodium | Obsolete
51101633 | Amprolium | New | The Range is expanded and drug names updated
51101634 | Antienite | New
51101635 | Arsthinol | New
51101636 | Azanidazole | New
51101637 | Benznidazole | New
51101638 | Bialamicol | New
51101639 | Clamoxyquin | New
51101640 | Broxyquinoline | New
51101641 | Buparvaquone | New
51101642 | Calcium trisodium pentetate | New
51101643 | Carbarsone | New
51101644 | Carnidazole | New
51101645 | Chiniofon | New
51101646 | Chlorbetamide | New
51101647 | Clamoxyquine | New
51101648 | Clefamide | New
51101649 | Clopidol | New
51101650 | Dehydroemetine | New
51101651 | Diclazuril | New
51101652 | Difetarsone | New
51101653 | Fumagillin | New
51101654 | Dinitolmide | New
51101655 | Emetine | New
51101656 | Emodepside | New
51101657 | Etofamide | New
51101658 | Ferric cacodylate | New
51101659 | Fexinidazole | New
51101660 | Forminitrazole | New
51101661 | Glycobiarsol | New
51101662 | Halofuginone | New
51101663 | Imidocarb | New
51101664 | Ipronidazole | New
51101665 | Melarsomine | New
51101666 | Moxnidazole | New
51101667 | Mepacrine or quinacrine | New
51101668 | Miltefosine | New
51101669 | Monensin | New
51101670 | Moxidectin | New
51101671 | Phanquinone or phanquone | New
51101672 | Nemadectin | New
51101673 | Nifurtimox | New
51101674 | Nitarsone | New
51101675 | Ontianil | New
51101676 | Parvaquone | New
51101677 | Sodium stibogluconate | New
51101678 | Ponazuril | New
51101679 | Pretamazium iodide | New
51101680 | Quinfamide | New
51101681 | Robenidine | New
51101682 | Satranidazole | New
51101683 | Semduramicin | New
51101684 | Spirazine or spirotriazine | New
51101685 | Sulazuril | New
51101686 | Sulfaclozine or sulfachlorpyridazine | New
51101687 | Sulnidazole | New
51101688 | Suramin | New
51101689 | Symetine | New
51101690 | Teclozan | New
51101691 | Tenonitrozole | New
51101692 | Tivanidazole | New
51101693 | Toltrazuril | New
51101694 | Tosulur | New
51101695 | Troquidazole | New
51101696 | Aminosalicylate sodium or sodium aminosalicylate | New
51101697 | Bidimazium iodide | New
51101698 | Acetarsol or acetarsone | New
51101699 | Pentamidine isethionate | New
51101700 | Anthelmintics and other antiparasitics | Obsolete
51101701 | Albendadole | Obsolete
51101702 | Mebendazole | Obsolete
51101703 | Oxamniquine | Obsolete
51101704 | Piperazine citrate | Obsolete
51101705 | Praziquantel | Obsolete
51101706 | Pyrantel pamoate | Obsolete
51101707 | Thiabendazole | Obsolete
51101708 | Sulphanilamide | Obsolete
51101709 | Niclosamide | Obsolete
51101710 | Piperazine | Obsolete
51101711 | Diethylcarbamazine citrate | Obsolete
51101712 | Isobornyl thiocyanoacetate | Obsolete
51101713 | Malathion topical antiparasitic | Obsolete
51101714 | Methylparaben | Obsolete
51101715 | Permethrin topical antiparasitic | Obsolete
51101716 | Tetrachloroethylene | Obsolete
51101717 | Ivermectin | Obsolete
51101718 | Benzyl benzoate | Obsolete
51101719 | Piperonyl butoxide | Obsolete
51101720 | Lindane | Obsolete
51101721 | Febantel | Obsolete
51101800 | Antifungal drugs | Obsolete
51101801 | Amphotericin B | Obsolete
51101802 | Butenafine hydrochloride | Obsolete
51101803 | Butoconazole nitrate | Obsolete
51101804 | Ciclopirox olamine | Obsolete
51101805 | Clotrimazole | Obsolete
51101806 | Econazole nitrate | Obsolete
51101807 | Fluconazole | Obsolete
51101808 | Flucytosine | Obsolete
51101809 | Griseofulvin | Obsolete
51101810 | Itraconazole | Obsolete
51101811 | Ketoconazole | Obsolete
51101812 | Miconazole | Obsolete
51101813 | Naftifine hydrochloride | Obsolete
51101814 | Natamycin | Obsolete
51101815 | Nystatin | Obsolete
51101816 | Oxiconazole nitrate | Obsolete
51101817 | Sulconazole nitrate | Obsolete
51101818 | Terbinafine hydrochloride | Obsolete
51101819 | Terconazole nitrate | Obsolete
51101820 | Tioconazole | Obsolete
51101821 | Tolnaftate | Obsolete
51101824 | Undecylenic acid | Obsolete
51101825 | Ciclopirox | Obsolete
51101826 | Streptomycin sulphate | Obsolete
51101827 | Isoconazole | Obsolete
51101828 | Terconazole | Obsolete
51101829 | Calcium undecylenate | Obsolete
51101830 | Octanoic acid | Obsolete
51101831 | Triacetin | Obsolete
51101832 | Voriconazole | Obsolete
51101834 | Miconazole nitrate | Obsolete
51101835 | Caspofungin acetate | Obsolete
51101836 | Sodium propionate | Obsolete
51101837 | Amorolfine hydrochloride | Obsolete
51101900 | Antimalarial drugs | Obsolete
51101900 | Antiprotozoals
51101901 | Aminoquinolines
51101902 | Mefloquine
51101902 | Mefloquine hydrochloride
51101903 | Primaquine
51101903 | Primaquine phosphate
51101904 | Quinine
51101904 | Quinine sulfate
51101905 | Chloroquine
51101905 | Chloroquine
51101906 | Proguanil
51101906 | Proguanil
51101907 | Pyrimethamine
51101907 | Pyrimethamine
51101908 | Artemether
51101908 | Artemether
51101909 | Chloroquine hydrochloride | Obsolete
51101910 | Chloroquine phosphate | Obsolete
51101911 | Halofantrine
51101911 | Halofantrine hydrochloride
51101912 | Hydroxychloroquine
51101912 | Hydroxychloroquine sulfate
51101913 | Amodiaquine
51101913 | Amodiaquine dihydrochloride
51101914 | Artesunate
51101914 | Artesunate sodium
51101915 | Benflumetol or lumefantrine
51101915 | Lumefantrine or benflumetol
51101916 | Amopyroquine | New & Expanded List
51101917 | Amquinate | New & Expanded List
51101918 | Artemotil or beta-arteether | New & Expanded List
51101919 | Arteflene | New & Expanded List
51101920 | Artemisinin | New & Expanded List
51101921 | Chlorproguanil | New & Expanded List
51101922 | Artenimol | New & Expanded List
51101923 | Atovaquone | New & Expanded List
51101924 | Bulaquine | New & Expanded List
51101925 | Chininum muriaticum | New & Expanded List
51101926 | Chloroguanide | New & Expanded List
51101927 | Cloquinate | New & Expanded List
51101928 | Cycloguanil | New & Expanded List
51101929 | Docetaxel | New & Expanded List
51101930 | Enpiroline | New & Expanded List
51101931 | Quinocide | New & Expanded List
51101932 | Menoctone | New & Expanded List
51101933 | Mepacrine | New & Expanded List
51101934 | Moxipraquine | New & Expanded List
51101935 | Pamaquine | New & Expanded List
51101936 | Sitamaquine | New & Expanded List
51101937 | Tafenoquine | New & Expanded List
51101938 | Tebuquine | New & Expanded List
51101939 | Acediasulfone | New & Expanded List
51101940 | Cycloguanil embonate | New & Expanded List
51102000 | Antitubercular drugs | Obsolete
51102001 | Cycloserine | Obsolete
51102002 | Ethambutol hydrochloride | Obsolete
51102003 | Isoniazid | Obsolete
51102004 | Rifubutin | Obsolete
51102005 | Rifampin | Obsolete
51102006 | Guaiacol | Obsolete
51102007 | Thiacetazone | Obsolete
51102008 | Pyrazinamide | Obsolete
51102009 | Capreomycin sulfate | Obsolete
51102010 | Rifabutene | Obsolete
51102100 | Leprostatics | Obsolete
51102101 | Clofazimine | Obsolete
51102102 | Dapsone | Obsolete
51102200 | Urinary anti infectives and analgesics | Obsolete
51102201 | Cinoxacin | Obsolete
51102202 | Flavoxate hydrochloride | Obsolete
51102203 | Methenamine hippurate | Obsolete
51102204 | Methenamine mandelate | Obsolete
51102205 | Nalidixic acid | Obsolete
51102206 | Nitrofurantoin | Obsolete
51102207 | Oxybutynin chloride | Obsolete
51102208 | Pentosan polysulfate sodium | Obsolete
51102209 | Phenazopyridine hydrochloride | Obsolete
51102211 | Alfuzosin hydrochloride | Obsolete
51102212 | Acetohydroxamic acid | Obsolete
51102213 | Cefpirome sulphate | Obsolete
51102214 | Phenazopyridine | Obsolete
51102300 | Antiviral drugs | Obsolete
51102301 | Acyclovir | Obsolete
51102302 | Amantadine hydrochloride | Obsolete
51102304 | Didanosine | Obsolete
51102305 | Famciclovir | Obsolete
51102306 | Foscarnet sodium | Obsolete | See 51341503
51102307 | Ganciclovir sodium | Obsolete
51102308 | Idoxuridine | Obsolete
51102309 | Indinavir sulfate | Obsolete
51102310 | Lamivudine | Obsolete
51102311 | Nevirapine | Obsolete
51102312 | Ribavirin | Obsolete
51102313 | Rimantadine hydrochloride | Obsolete
51102314 | Ritonavir | Obsolete
51102315 | Saquinavir mesylate | Obsolete
51102316 | Stavidine | Obsolete
51102317 | Trifluradine | Obsolete
51102318 | Valacyclovir hydrochloride | Obsolete
51102319 | Vidarabine | Obsolete
51102320 | Zalcitabine | Obsolete
51102321 | Zidovudine | Obsolete
51102322 | Abacavir sulfate | Obsolete
51102323 | Cidofovir | Obsolete
51102324 | Delavirdine mesylate | Obsolete
51102325 | Docosanol | Obsolete
51102326 | Efavirenz | Obsolete
51102327 | Amprenavir | Obsolete
51102328 | Fomivirsen sodium | Obsolete
51102329 | Nelfinavir mesylate | Obsolete
51102330 | Penciclovir | Obsolete
51102331 | Saquinavir | Obsolete
51102332 | Tenofovir disoproxil fumarate | Obsolete
51102333 | Valganciclovir hydrochloride | Obsolete
51102334 | Zanamivir | Obsolete
51102335 | Acyclovir sodium | Obsolete
51102336 | Moroxydine | Obsolete
51102337 | Adefovir dipivoxil | Obsolete
51102338 | Oseltamivir | Obsolete
51102339 | Ganciclovir | Obsolete
51102340 | Stavudine | Obsolete
51102341 | Valacyclovir | Obsolete
51102342 | Valganciclovir | Obsolete
51102343 | Stavudine and lamivudine and nevirapine | Obsolete
51102344 | Lamivudine and zidovudine | Obsolete
51102345 | Lopinavir and ritonavir | Obsolete
51102346 | Zidovudine and neviparine and lamivudine | Obsolete
51102400 | Ophthalmic | Obsolete
51102402 | Hypromellose | Obsolete
51102403 | Sulfacetamide | Obsolete
51102500 | Veterinary anthelmintics | Obsolete
51102501 | Copper napthanate | Obsolete
51102502 | Toltrazuril | Obsolete
51102503 | Flumethrin | Obsolete
51102505 | Trichlorofon | Obsolete
51102506 | Oxfendazole | Obsolete
51102507 | Piperidolate hydrochloride | Obsolete
51102600 | Veterinary antibiotics | Obsolete
51102601 | Enrofloxacin | Obsolete
51102700 | Antiseptics | Obsolete
51102701 | Clofoctol | Obsolete
51102702 | Sterile water for irrigation | Obsolete
51102705 | Cetrimide | Obsolete
51102706 | Acetic acid antiseptics | Obsolete
51102707 | Chlorhexidine gluconate | Obsolete
51102708 | Formaldehyde antiseptics | Obsolete
51102709 | Hydrogen peroxide antiseptics | Obsolete
51102710 | Alcohol or acetone based antiseptics | Obsolete
51102711 | Oxyquinoline | Obsolete
51102712 | Phenol antiseptics | Obsolete
51102713 | Povidone iodine | Obsolete
51102714 | Sodium chloride solution for irrigation | Obsolete
51102715 | Clioquinol | Obsolete
51102717 | Nitrofurazone | Obsolete
51102718 | Silver nitrate | Obsolete
51102719 | Iodoform | Obsolete
51102720 | Chloroxylenol | Obsolete
51102721 | Ichthammol | Obsolete
51102722 | Topical iodine solutions or gels | Obsolete
51102723 | Merbromin | Obsolete
51102724 | Benzalkonium Chloride | Obsolete
51102725 | Hexylresorcinol | Obsolete
51102726 | Carbamide peroxide | Obsolete
51102727 | Thymol iodide | Obsolete
51102728 | Sodium perborate | Obsolete
51102729 | Cetylpyridinium chloride | Obsolete
51102730 | Hexamidine isetionate | Obsolete
51102800 | Combination anti-infectives | New & Expanded List
51102801 | Allantoin/aminacrine/dienestrol/sulfanilamide | New & Expanded List
51102802 | Acetic acid/aluminum acetate | New & Expanded List
51102803 | Acetic acid/benzalkonium chloride/chloroxylenol/pramoxine | New & Expanded List
51102804 | Acetic acid/benzalkonuim chloride/chloroxylenol/glycerin | New & Expanded List
51102805 | Acetic acid/benzethonium chloride/propylene glycol | New & Expanded List
51102806 | Acetic acid/benzethonium/propylene glycol | New & Expanded List
51102807 | Acetic acid/desonide | New & Expanded List
51102808 | Acetic acid/hydrocortisone | New & Expanded List
51102809 | Acetic/benzalkonium/parachlorometoxylenol/pramoxine/propylene | New & Expanded List
51102810 | Alkyl/aminacrine/benzoxiquine/cupric/edetate/sodium | New & Expanded List
51102811 | Bacitracin/hydrocortisone/neomycin/polymyxin b | New & Expanded List
51102812 | Allantoin/aminacrine/sulfanilamide | New & Expanded List
51102813 | Allantoin/aminacrine/sulfisoxazole | New & Expanded List
51102814 | Aloe/hydrocortisone/iodoquinol | New & Expanded List
51102815 | Aluminum acetate/benzethonium chloride | New & Expanded List
51102816 | Aminacrine/docusate/edetate sodium/nonoxynol | New & Expanded List
51102817 | Amphotericin b/tetracycline | New & Expanded List
51102818 | Bacitracin/diperodon/neomycin/polymyxin b | New & Expanded List
51102819 | Betamethasone/clotrimazole | New & Expanded List
51102820 | Bacitracin/neomycin/polymyxin | New & Expanded List
51102821 | Bacitracin/neomycin/polymyxin b | New & Expanded List
51102822 | Bacitracin/polymyxin b | New & Expanded List
51102823 | Bacitracin/polymyxin b/pramoxine | New & Expanded List
51102824 | Benzalkonium chloride/chloroxylenol/hydrocortisone | New & Expanded List
51102825 | Benzalkonium/oxyquinoline | New & Expanded List
51102826 | Ciprofloxacin/dextrose | New & Expanded List
51102827 | Brilliant green/gentian violet/proflavine | New & Expanded List
51102828 | Cetylpyridinium chloride/chloroxylenol/hydrocortisone/triacetin | New & Expanded List
51102829 | Cetylpyridinium chloride/dyclonine hydrochloride | New & Expanded List
51102830 | Cetylpyridinium/chloroxylenol/triacetin | New & Expanded List
51102831 | Chloramphenicol/hydrocortisone | New & Expanded List
51102832 | Chloramphenicol/hydrocortisone/polymyxin b | New & Expanded List
51102833 | Chlorcyclizine/hydrocortisone | New & Expanded List
51102834 | Chloroxylenol/isopropyl myristate/undecylenic acid | New & Expanded List
51102835 | Ciprofloxacin/dexamethasone | New & Expanded List
51102836 | Dexamethasone/tobramycin | New & Expanded List
51102837 | Ciprofloxacin/hydrocortisone | New & Expanded List
51102838 | Clioquinol/hydrocortisone | New & Expanded List
51102839 | Clioquinol/hydrocortisone/pramoxine | New & Expanded List
51102840 | Colistin/hydrocortisone/neomycin | New & Expanded List
51102841 | Colistin/hydrocortisone/neomycin/thonzonium | New & Expanded List
51102842 | Dalfopristin/quinupristin | New & Expanded List
51102843 | Dexamethasone/neomycin | New & Expanded List
51102844 | Dexamethasone/neomycin/polymyxin b | New & Expanded List
51102845 | Hydrocortisone/neomycin | New & Expanded List
51102846 | Erythromycin/sulfisoxazole | New & Expanded List
51102847 | Fluocinolone/neomycin | New & Expanded List
51102848 | Fluorometholone/sulfacetamide | New & Expanded List
51102849 | Flurandrenolide/neomycin | New & Expanded List
51102850 | Gentamicin/prednisolone | New & Expanded List
51102851 | Gramicidin/neomycin/nystatin/triamcinolone | New & Expanded List
51102852 | Gramicidin/neomycin/polymyxin b | New & Expanded List
51102853 | Hexachlorophene/hydrocortisone/menthol | New & Expanded List
51102854 | Hydrocortisone/iodoquinol | New & Expanded List
51102855 | Metronidazole/sodium chloride | New & Expanded List
51102856 | Hydrocortisone/neomycin/polymyxin b | New & Expanded List
51102857 | Hydrocortisone/oxytetracycline | New & Expanded List
51102858 | Hydrocortisone/polymyxin b | New & Expanded List
51102859 | Isopropyl alcohol/salicylic acid/sodium thiosulfate | New & Expanded List
51102860 | Loteprednol/tobramycin | New & Expanded List
51102861 | Methylprednisolone/neomycin | New & Expanded List
51102862 | Oxytetracycline/polymyxin b | New & Expanded List
51102863 | Neomycin/polymyxin b | New & Expanded List
51102864 | Neomycin/polymyxin b/prednisolone | New & Expanded List
51102865 | Neomycin/polymyxin/pramoxine | New & Expanded List
51102866 | Neomycin/prednisolone | New & Expanded List
51102867 | Nystatin/oxytetracycline | New & Expanded List
51102868 | Nystatin/triamcinolone | New & Expanded List
51102869 | Oxytetracycline/phenazopyridine/sulfamethizole | New & Expanded List
51102871 | Polymyxin b/trimethoprim | New & Expanded List
51102872 | Prednisolone/sulfacetamide | New & Expanded List
51102873 | Sulfabenzamide/sulfacetamide/sulfathiazole | New & Expanded List
51102874 | Sulfabenzamide/sulfacetamide/sulfathiazole/urea | New & Expanded List
51102875 | Ambroxol/amoxicllin | New & Expanded List
51102876 | Ambroxol/cefadroxil | New & Expanded List
51102877 | Ambroxol/clarithromycin | New & Expanded List
51102900 | Combination antimalarials | New & Expanded List
51102901 | Artemether/lumefantrine | New & Expanded List
51102902 | Atovaquone/proguanil | New & Expanded List
51102903 | Chloroquine/primaquine | New & Expanded List
51102904 | Pyrimethamine/sulfadoxine | New & Expanded List
51103000 | Combination pediculicides | New & Expanded List
51103001 | Petroleum/piperonyl butoxide/pyrethrins | New & Expanded List
51103002 | Piperonyl butoxide/pyrethrins | New & Expanded List
51103003 | Piperonyl butoxide/pyrethrins/petroleum distillates | New & Expanded List
51110000 | Antineoplastic agents | Obsolete
51110000 | Antineoplastic agents | New Family v19
51111500 | Alkylating agents | Obsolete
51111501 | Amifostine | Obsolete
51111502 | Busulfan | Obsolete
51111503 | Carboplatin | Obsolete
51111504 | Carmustine | Obsolete
51111505 | Chlorambucil | Obsolete
51111506 | Cisplatin | Obsolete
51111507 | Cyclophosphamide | Obsolete
51111508 | Dacarbazine | Obsolete
51111509 | Ifosfamide | Obsolete
51111510 | Lomustine | Obsolete
51111511 | Mechlorethamine hydrochloride | Obsolete
51111512 | Melphalan | Obsolete
51111513 | Mesna | Obsolete
51111514 | Pipobroman | Obsolete
51111515 | Streptozocin | Obsolete
51111516 | Thiotepa | Obsolete
51111517 | Uracil mustard | Obsolete
51111518 | Melphalan hydrochloride | Obsolete
51111519 | Temozolomide | Obsolete
51111520 | Procarbazine hydrochloride | Obsolete
51111521 | Altretamine | Obsolete
51111522 | Ceftriaxone sodium | Obsolete
51111600 | Antimetabolites
51111600 | Antimetabolites
51111601 | Cladribine
51111602 | Cytarabine
51111602 | Cytarabine
51111603 | Floxuridine
51111603 | Floxuridine
51111604 | Fludarabine phosphate | Obsolete
51111605 | Fluorouracil | Obsolete
51111606 | Hydroxycarbamide or hydroxyurea
51111606 | Hydroxyurea | Obsolete
51111609 | Mercaptopurine | Obsolete
51111610 | Methotrexate
51111610 | Methotrexate
51111611 | Teniposide
51111611 | Teniposide
51111612 | Thioguanine | Obsolete
51111613 | Lenograstim
51111613 | Lenograstim
51111614 | Etoposide | Obsolete
51111615 | Glutathione
51111615 | Glutathione
51111616 | Capecitabine | Obsolete
51111617 | Gemcitabine
51111617 | Gemcitabine hydrochloride
51111618 | Methotrexate sodium | Obsolete
51111619 | Brequinar | New
51111620 | Acadesine | New
51111621 | Acivicin | New
51111622 | Adenine | New
51111623 | Amonafide | New
51111624 | Ancitabine | New
51111625 | Azacitidine | New
51111626 | Bexarotene | New
51111627 | Doxifluridine | New
51111628 | Carmofur | New
51111629 | Clofarabine | New
51111630 | Decitabine | New
51111631 | Dezaguanine | New
51111632 | Diflomotecan | New
51111633 | Edatrexate | New
51111634 | Emitefur | New
51111635 | Eniluracil | New
51111636 | Enocitabine | New
51111637 | Evandamine | New
51111638 | Exatecan | New
51111639 | Fazarabine | New
51111640 | Masoprocol | New
51111641 | Galocitabine | New
51111642 | Irinotecan | New
51111643 | Ketotrexate | New
51111644 | Lonidamine | New
51111645 | Pralatrexate | New
51111646 | Nelarabine | New
51111647 | Nolatrexed | New
51111648 | Oteracil | New
51111649 | Peldesine | New
51111650 | Pemetrexed | New
51111651 | Pirazofurin or pyrazofurin | New
51111652 | Piritrexim | New
51111653 | Tocladesine | New
51111654 | Raltitrexed | New
51111655 | Rubitecan | New
51111656 | Tegafur | New
51111657 | Tezacitabine | New
51111658 | Tiazofurin or tiazofurine | New
51111659 | Topotecan | New
51111660 | Triciribine | New
51111661 | Troxacitabine | New
51111662 | Uracil | New
51111663 | Valopicitabine | New
51111664 | Aminopterin | New
51111665 | Thioguanine or tioguanine | New
51111700 | Antineoplastic antibiotics
51111701 | Bleomycin sulfate | Obsolete
51111702 | Dactinomycin | Obsolete
51111703 | Daunorubicin citrate
51111703 | Daunorubicins
51111704 | Mitomycin
51111704 | Mitomycin
51111705 | Mitotane | Obsolete
51111706 | Mitoxantrone hydrochloride | Obsolete
51111707 | Deoxycoformycin or pentostatin
51111707 | Pentostatin
51111708 | Plicamycin | Obsolete
51111709 | Vincristine sulphate | Obsolete
51111710 | Epirubicin | Obsolete
51111711 | Doxorubicin hydrochloride | Obsolete
51111712 | Pirarubicin | Obsolete
51111713 | Alemtuzumab | Obsolete
51111714 | Doxorubicin hydrochloride liposomal | Obsolete
51111715 | Epirubicin hydrochloride | Obsolete
51111716 | Rituximab
51111716 | Rituximab
51111717 | Trastuzumab
51111717 | Trastuzumab
51111718 | Valrubicin | Obsolete
51111719 | Idarubicin hydrochloride | Obsolete
51111720 | Infliximab | Obsolete
51111721 | Ibritumomab tiuxetan | Obsolete
51111722 | Imatinib | Obsolete
51111723 | Leuprorelin | Obsolete
51111724 | Anthramycin or antramycin | New
51111725 | Acodazole | New
51111726 | Ambazone | New
51111727 | Amsacrine | New
51111728 | Cabazitaxel | New
51111729 | Arsenic trioxide | New
51111730 | Azotomycin | New
51111731 | Bevacizumab | New
51111732 | Bisantrene | New
51111733 | Bleomycin | New
51111734 | Butantrone | New
51111735 | Cemadotin | New
51111736 | Cetuximab | New
51111737 | Crisnatol | New
51111738 | Datelliptium | New
51111739 | Etoposide | New
51111740 | Daunorubicin hydrochloride | New
51111741 | Demecolcine | New
51111742 | Eribulin | New
51111743 | Medorubicin | New
51111744 | Galarubicin | New
51111745 | Gemtuzumab | New
51111746 | Ipilimumab | New
51111747 | Ixabepilone | New
51111748 | Ladirubicin | New
51111749 | Leurubicin | New
51111750 | Losoxantrone | New
51111751 | Ortetamine | New
51111752 | Menogaril | New
51111753 | Mitoguazone | New
51111754 | Mitonafide | New
51111755 | Nogalamycin | New
51111756 | Ofatumumab | New
51111757 | Teloxantrone | New
51111758 | Panitumumab | New
51111759 | Piroxantrone | New
51111760 | Pixantrone | New
51111761 | Ranibizumab | New
51111762 | Romidepsin | New
51111763 | Soblidotin | New
51111764 | Vinepidine | New
51111765 | Trabectedin | New
51111766 | Vinblastine | New
51111767 | Vincristine | New
51111768 | Vindesine | New
51111769 | Vinflunine | New
51111770 | Vinfosiltine | New
51111771 | Vinleucinol | New
51111772 | Vinorelbine | New
51111773 | Vinzolidine | New
51111774 | Vorinostat | New
51111775 | Bizelesin | New
51111776 | Podofilox | New
51111777 | Salinomycin | New
51111800 | Hormones and antihormones
51111801 | Anastrozole | Obsolete
51111802 | Bicalutamide
51111802 | Bicalutamide
51111803 | Estramustine
51111803 | Estramustine phosphate sodium
51111804 | Flutamide | Obsolete
51111805 | Goserelin
51111805 | Goserelin acetate
51111806 | Irinotecan hydrochloride | Obsolete
51111807 | Leuprolide
51111807 | Leuprolide acetate
51111808 | Nilutamide | Obsolete
51111809 | Tamoxifen | Obsolete
51111810 | Testolactone
51111810 | Testolactone
51111811 | Topotecan hydrochloride | Obsolete
51111812 | Vinblastine sulfate | Obsolete
51111813 | Vincristine sulfate | Obsolete
51111814 | Vinorelbine tartrate | Obsolete
51111815 | Triptorelin
51111815 | Triptorelin
51111816 | Buserelin | Obsolete
51111817 | Toremifene citrate | Obsolete
51111818 | Triptorelin pamoate | Obsolete
51111819 | Fulvestrant | Obsolete
51111820 | Letrozole
51111820 | Letrozole
51111821 | Tamoxifen citrate | Obsolete
51111822 | Oxaliplatin | Obsolete
51111823 | Pamidronic acid | Obsolete
51111824 | Exemestane
51111824 | Exemestane
51111825 | Erlotinib | Obsolete
51111826 | Gefitinib mesylate | Obsolete
51111827 | Tibolone | Obsolete
51111828 | Cyproterone
51111828 | Cyproterone
51111829 | Abarelix | New
51111830 | Abiraterone | New
51111831 | Acolbifene | New
51111832 | Aminoglutethimide | New
51111833 | Axitinib | New
51111834 | Bazedoxifene | New
51111835 | Benorterone | New
51111837 | Bifluranol | New
51111838 | Bortezomib | New
51111839 | Calusterone | New
51111840 | Cetrorelix | New
51111841 | Cioteronel | New
51111842 | Degarelix | New
51111843 | Deslorelin | New
51111844 | Fadrozole | New
51111845 | Dromostanolone or drostanolone | New
51111846 | Epitiostanol | New
51111847 | Erbulozole | New
51111848 | Formestane | New
51111849 | Fosfestrol | New
51111850 | Gonadorelin | New
51111851 | Histrelin | New
51111853 | Inocoterone | New
51111854 | Nafarelin | New
51111855 | Lanreotide | New
51111856 | Lapatinib | New
51111857 | Lasofoxifene | New
51111858 | Liarozole | New
51111859 | Mecasermin | New
51111860 | Mitotane | New
51111861 | Terfluranol | New
51111862 | Nilotinib | New
51111863 | Octreotide | New
51111866 | Sulprostone | New
51111867 | Zindoxifene | New
51111868 | Terguride | New
51111869 | Trilostane | New
51111870 | Vapreotide | New
51111871 | Vorozole | New
51111872 | Zanoterone | New
51111873 | Tamoxifen | New
51111874 | Tamoxifen citrate | New
51111875 | Anastrozole | New
51111876 | Leuprorelin | New
51111900 | Natural antineoplastic products
51111901 | Asparaginase
51111901 | Asparaginase
51111902 | Docetaxel | Obsolete
51111904 | Paclitaxel
51111904 | Paclitaxel
51111905 | Porfimer sodium
51111905 | Porfimer sodium
51111906 | Pegaspargase
51111906 | Pegaspargase
51111907 | Sodium phenylbutyrate
51111907 | Sodium phenylbutyrate
51111908 | Aminolevulinic acid | New
51111909 | Methyl aminolevulinate | New
51111910 | Paclitaxel poliglumex | New
51111911 | Porfimer | New
51111912 | Temoporfin | New
51111913 | Paclitaxel ceribate | New
51112000 | Tyrosine kinase inhibitors | New
51112001 | Capecitabine | New
51112002 | Dasatinib | New
51112003 | Erlotinib | New
51112004 | Gefitinib | New
51112005 | Imatinib | New
51112006 | Pazopanib | New
51112007 | Semaxanib | New
51112008 | Sorafenib | New
51112009 | Sunitinib | New
51112010 | Vandetanib | New
51112011 | Vatalanib | New
51112012 | Afatinib | New
51112013 | Dasatinib hydrate | New
51112014 | Erlotinib hydrochloride | New
51112015 | Imatinib mesiate or mesylate | New
51112016 | Sorafenib tosylate | New
51112017 | Sunitinib malate | New
51112018 | Vatalanib succinate | New
51112019 | Bosutinib | New
51112100 | Antineoplastic agents, antineoplastic agent immunotoxins and antineoplastic keratinocyte growth factors
51112101 | Denileukin diftitox | New
51112102 | Palifermin | New
51112103 | Alitretinoin | New
51112104 | Etoglucid | New
51112200 | Combination antineoplastics | New
51112201 | Bleomycin/sodium chloride | New
51112202 | Cyclophosphamide/mannitol | New
51112203 | Doxorubicin/sodium chloride | New
51112204 | Ifosfamide/mesna | New
51112205 | Methotrexate/sodium chloride | New
51112206 | Sodium chloride/vinblastine | New
51112300 | Alkylating agent alkanesulfonic acids | New
51112301 | Busulfan | New
51112302 | Improsulfan | New
51112303 | Improsulfan hydrochloride | New
51112304 | Improsulfan tosilate | New
51112305 | Mannosulfan | New
51112306 | Treosulfan | New
51112400 | Alkylating agent amides | New
51112401 | Amifostine monohydrate | New
51112402 | Dacarbazine | New
51112403 | Dacarbazine citrate | New
51112404 | Procarbazine | New
51112405 | Procarbazine hydrochloride | New
51112500 | Alkylating agent nitrogen mustard compounds | New
51112501 | Ambamustine | New
51112502 | Atrimustine | New
51112503 | Bendamustine | New
51112504 | Bofumustine | New
51112505 | Chlorambucil | New
51112506 | Chlormethine hydrochloride | New
51112507 | Cyclophosphamide | New
51112508 | Bendamustine hydrochloride | New
51112509 | Chlormethine or mechlorethamine | New
51112510 | Ifosfamide | New
51112511 | Mafosfamide | New
51112512 | Mannomustine | New
51112513 | Melphalan | New
51112514 | Mafosfamide lysine | New
51112515 | Mannomustine dihydrochloride | New
51112516 | Melphalan flufenamide | New
51112517 | Mannomustine hydrochloride | New
51112518 | Melphalan hydrochloride | New
51112519 | Metamelfalan | New
51112520 | Perfosfamide | New
51112521 | Prednimustine | New
51112522 | Sarcolysin | New
51112523 | Sufosfamide | New
51112524 | Trichlormethine | New
51112525 | Trofosfamide | New
51112526 | Uracil mustard or uramustine | New
51112527 | Sarcolysin hydrochloride | New
51112528 | Spiromustine | New
51112600 | Alkylating agent nitrosourea compounds | New
51112601 | Carmustine | New
51112602 | Ditiomustine | New
51112603 | Ecomustine | New
51112604 | Fotemustine | New
51112605 | Galamustine | New
51112606 | Lomustine | New
51112607 | Nimustine | New
51112608 | Cyclophosphamide anhydrous | New
51112609 | Neptamustine or pentamustine | New
51112610 | Nimustine hydrochloride | New
51112611 | Ranimustine | New
51112612 | Semustine | New
51112613 | Tauromustine | New
51112700 | Alkylating agent organoplatinum compounds | New
51112701 | Carboplatin | New
51112702 | Cisplatin | New
51112703 | Enloplatin | New
51112704 | Nedaplatin | New
51112705 | Oxaliplatin | New
51112706 | Satraplatin | New
51112707 | Zeniplatin | New
51112708 | Picoplatin | New
51112800 | Alkylating agent stilbenes | New
51112801 | Droloxifene | New
51112802 | Idoxifene | New
51112803 | Ospemifene | New
51112804 | Raloxifene | New
51112805 | Toremifene | New
51112900 | Alkylating agent triazines | New
51112901 | Amifostine | New
51112902 | Temozolomide | New
51113000 | Alkylating agent amines | New
51113001 | Altretamine | New
51113002 | Altretamine hydrochloride | New
51113100 | Alkylating agent alcohols | New
51113101 | Defosfamide | New
51113102 | Mitobronitol | New
51113103 | Mitolactol | New
51113104 | Ritrosulfan | New
51113200 | Alkylating agent aziridines | New
51113201 | Azatepa | New
51113202 | Benzodepa | New
51113203 | Diaziquone | New
51113204 | Meturedepa | New
51113205 | Pumitepa | New
51113206 | Thiotepa | New
51113207 | Tretamine or triethylenemelamine | New
51113208 | Triaziquone | New
51113300 | Alkylating agent carbamates | New
51113301 | Carboquone | New
51113302 | Enpromate | New
51113303 | Uredepa | New
51113400 | Alkylating agent carboxylic acids | New
51113401 | Aceglatone | New
51113402 | Azelaic acid | New
51113500 | Alkylating agent piperazines | New
51113501 | Pipobroman | New
51113502 | Piposulfan | New
51113600 | Alkylating agent cytokines | New
51113601 | Irofulven | New
51113602 | Oprelvekin | New
51120000 | Cardiovascular drugs | Obsolete
51120000 | Antiarrythmics and antianginals and cardioplegics and drugs for heart failure | New
51121500 | Antiarrythmic agents
51121501 | Adenosine | Obsolete
51121502 | Digoxin | Obsolete
51121503 | Quinidine gluconate | Obsolete
51121504 | Flecainide | Obsolete
51121506 | Sotalol hydrochloride | Obsolete
51121507 | Hydroquinidine hydrochloride | Obsolete
51121509 | Propafenone | Obsolete
51121510 | Disopyramide | Obsolete
51121511 | Amiodarone hydrochloride | Obsolete
51121512 | Bretylium tosylate | Obsolete
51121513 | Disopyramide phosphate | Obsolete
51121514 | Dofetilide | Obsolete
51121515 | Flecainide acetate | Obsolete
51121516 | Ibutilide fumarate | Obsolete
51121517 | Mexiletine hydrochloride | Obsolete
51121518 | Moricizine
51121518 | Moricizine hydrochloride
51121519 | Procainamide hydrochloride | Obsolete
51121520 | Propafenone hydrochloride | Obsolete
51121521 | Quinidine polygalacturonate | Obsolete
51121522 | Tocainide hydrochloride | Obsolete
51121523 | Quinidine sulfate | Obsolete
51121536 | Bucromarone | New
51121566 | Nadolol | New
51121583 | Propafenone hydrochloride | New
51121600 | Antianginal drugs
51121601 | Amyl nitrate | Obsolete
51121602 | Isosorbide dinitrate | Obsolete
51121603 | Nitroglycerin | Obsolete
51121604 | Pentaerythritol tetranitrate or pentaerithrityl tetranitrate
51121604 | Pentaerythritol tetranitrate
51121607 | Nicorandil | Obsolete
51121608 | Nicardipine Hydrochloride | Obsolete
51121609 | Molsidomine | Obsolete
51121610 | Pralidoxime | Obsolete
51121611 | Trimetazidine | Obsolete
51121614 | Isosorbide mononitrate | Obsolete
51121615 | Bepridil hydrochloride | Obsolete
51121616 | Isoxsuprine
51121616 | Isoxsuprine hydrochloride
51121617 | Ranolazine
51121617 | Ranolazine
51121700 | Antihypertensive drugs | Obsolete
51121701 | Diazoxide | Obsolete
51121702 | Terazosin | Obsolete
51121703 | Captopril | Obsolete
51121704 | Lisinopril | Obsolete
51121705 | Felodipine | Obsolete
51121706 | Isradipine | Obsolete
51121707 | Verapamil | Obsolete
51121708 | Methyldopa | Obsolete
51121709 | Carvedilol | Obsolete
51121710 | Losartan potassium | Obsolete
51121711 | Minoxidil | Obsolete
51121713 | Diltiazem hydrochloride | Obsolete
51121714 | Vincamine | Obsolete
51121715 | Enalapril | Obsolete
51121716 | Piretanide | Obsolete
51121717 | Eprosartan mesylate | Obsolete
51121718 | Clonidine hydrochloride | Obsolete
51121721 | Metoprolol tartrate | Obsolete
51121722 | Reserpine | Obsolete
51121724 | Naftidrofuryl oxalate | Obsolete
51121725 | Bisoprolol fumarate | Obsolete
51121726 | Indapamide | Obsolete
51121727 | Penbutolol | Obsolete
51121728 | Prazosin | Obsolete
51121729 | Celiprolol | Obsolete
51121730 | Ramipril | Obsolete
51121731 | Trandolapril | Obsolete
51121732 | Combination trandolapril and verapamil hydrochloride | Obsolete
51121733 | Valsartan | Obsolete
51121734 | Xantinol nicotinate | Obsolete
51121735 | Candesartan cilexetil | Obsolete
51121737 | Benazepril hydrochloride | Obsolete
51121738 | Deserpidine | Obsolete
51121739 | Verapamil hydrochloride | Obsolete
51121740 | Nisoldipine | Obsolete
51121741 | Mibefradil dihydrochloride | Obsolete
51121742 | Diltiazem malate | Obsolete
51121743 | Amlodipine besylate | Obsolete
51121744 | Enalpril maleate | Obsolete
51121745 | Enalaprilat dihydrate | Obsolete
51121746 | Fenoldopam mesylate | Obsolete
51121747 | Fosinopril sodium | Obsolete
51121748 | Guanabenz acetate | Obsolete
51121749 | Guanadrel sulfate | Obsolete
51121750 | Guanethidine sulfate | Obsolete
51121751 | Guanfacine hydrochloride | Obsolete
51121752 | Hydralazine hydrochloride | Obsolete
51121753 | Irbesartan | Obsolete
51121754 | Mecamylamine hydrochloride | Obsolete
51121755 | Methyldopate hydrochloride | Obsolete
51121756 | Metyrosine | Obsolete
51121757 | Moexipril hydrochloride | Obsolete
51121758 | Nitroprusside sodium | Obsolete
51121759 | Olmesartan medoxomil | Obsolete
51121760 | Perindopril erbumine | Obsolete
51121761 | Quinapril hydrochloride | Obsolete
51121762 | Rauwolfia serpentina | Obsolete
51121763 | Telmisartan | Obsolete
51121764 | Quinapril | Obsolete
51121765 | Metoprolol | Obsolete
51121766 | Atomoxetine | Obsolete
51121767 | Nebivolol | Obsolete
51121768 | Benazepril | Obsolete
51121769 | Perindopril | Obsolete
51121770 | Cilazapril | Obsolete
51121771 | Fosinopril | Obsolete
51121772 | Guggulsterone | Obsolete
51121773 | Lercanidipine hydrochloride | Obsolete
51121774 | Levosimendan | Obsolete
51121775 | Tirofiban | Obsolete
51121777 | Trimetazidine dihydrochloride | Obsolete
51121778 | Rilmenidine | Obsolete
51121779 | Clevidipine | Obsolete
51121780 | Losartan | Obsolete
51121800 | Antihyperlipidemic and hypocholesterolemic agents | Obsolete
51121801 | Fluvastatin sodium | Obsolete
51121802 | Lovastatin | Obsolete
51121803 | Simvastatin | Obsolete
51121804 | Clofibrate | Obsolete
51121805 | Gemfibrozil | Obsolete
51121806 | Pravastatin sodium | Obsolete
51121807 | Polidocanol | Obsolete
51121808 | Probucol | Obsolete
51121809 | Fenofibrate | Obsolete
51121810 | Atorvastatin calcium | Obsolete
51121811 | Cerivastatin sodium | Obsolete
51121812 | Choline | Obsolete
51121813 | Choline bitartrate | Obsolete
51121814 | Inositol | Obsolete
51121815 | Racemethionine | Obsolete
51121816 | Phosphatidylcholine | Obsolete
51121817 | Cholestyramine | Obsolete
51121818 | Atorvastatin | Obsolete
51121819 | Ezetimibe | Obsolete
51121820 | Chondroitin sulfate A | Obsolete
51121821 | Pravastatin | Obsolete
51121822 | Mevastatin | Obsolete
51121823 | Rosuvastatin | Obsolete
51121900 | Drugs used for congestive heart failure
51121901 | Inamrinone lactate | Obsolete
51121902 | Milrinone lactate | Obsolete
51121903 | Digitoxin | Obsolete
51121904 | Nifedipine | Obsolete
51121905 | Enoximone | Obsolete
51121906 | Betaine | Obsolete
51121907 | Nesiritide
51121907 | Nesiritide
51121908 | Powdered or prepared digitalis leaf
51121908 | Powdered or prepared digitalis leaf
51121909 | Eplerenone | Obsolete
51121910 | Lanatoside c
51121910 | Lanatoside c
51121911 | Gitoformate or pentaformylgitoxin | New
51121912 | Acetyldigitoxin | New
51121914 | Bemarinone | New
51121915 | Bufogenin or resibufogenin | New
51121916 | Carsatrin | New
51121917 | Deslanoside | New
51121918 | Draflazine | New
51121919 | Etomoxir | New
51121920 | Sulmazole | New
51121921 | G-strophanthin or ouabain | New
51121922 | Meribendan | New
51121923 | Nepicastat | New
51121924 | Proscillaridin | New
51121925 | Ramnodigin | New
51121926 | Simendan | New
51121927 | Monoxerutin | New
51122100 | Vasodilators | Obsolete
51122101 | Dihydroergocristine mesilate | Obsolete
51122102 | Buflomedil hydrochloride | Obsolete
51122103 | Linsidomine hydrochlorate | Obsolete
51122104 | Papaverine | Obsolete
51122105 | Pentifylline | Obsolete
51122107 | Ifenprodil tartrate | Obsolete
51122108 | Ergoloid mesylates | Obsolete
51122109 | Papaverine hydrochloride | Obsolete
51122110 | Nimodipine | Obsolete
51122111 | Amyl nitrite | Obsolete
51122112 | Alprostadil | Obsolete
51122113 | Nicotinic acid | Obsolete
51122200 | Antihypotensive drugs | Obsolete
51122201 | Ornipressin | Obsolete
51122300 | Cardioplegic agents
51122301 | Cardioplegic solution
51122301 | Cardioplegic solution
51122400 | Combination antianginals | New
51122401 | Hydroxyzine/pentaerythritol tetranitrate | New
51122402 | Mannitol hexanitrate/phenobarbital | New
51122403 | Meprobamate/pentaerythritol tetranitrate | New
51122404 | Niacin/pentaerythritol tetranitrate | New
51122405 | Pentaerythritol tetranitrate/phenobarbital | New
51122406 | Phenobarbital/sodium nitrite | New
51122500 | Combination antiarrhythmics | New
51122501 | Bretylium/dextrose | New
51122600 | Combination antilipemic agents | New
51122601 | Aspirin/pravastatin | New
51122602 | Cholestyramine/sorbitol | New
51122603 | Ezetimibe/simvastatin | New
51122604 | Lovastatin/niacin | New
51122605 | Niacin/simvastatin | New
51122700 | Combination cardiovascular agents | New
51122701 | Calcium chloride/dextrose/magnesium chloride/sodium chloride | New
51122702 | Potassium chloride/sodium bicarbonate | New
51122800 | Antiarrythmic alcohols
51122801 | Almokalant | New
51122802 | Stirocainide | New
51122803 | Itrocainide | New
51122804 | Zocainone | New
51122805 | Drobuline | New
51122806 | Guafecainol | New
51122807 | Sotalol | New
51122901 | Magnesium gluconate | New
51123000 | Antiarrythmics and antianginals and cardioplegics and drugs for heart failure
51123001 | Ajmaline | New
51123002 | Prajmaline | New
51123003 | Sparteine | New
51123004 | Emilium tosilate | New
51123005 | Hydroquinidine | New
51123006 | Lorajmine | New
51123100 | Antiarrythmic amides
51123101 | Acecainide | New
51123102 | Acecainide hydrochloride | New
51123103 | Droxicainide | New
51123104 | Actisomide | New
51123105 | Droxicainide hydrochloride | New
51123106 | Encainide | New
51123107 | Dofetilide | New
51123108 | Encainide hydrochloride | New
51123109 | Epicainide | New
51123110 | Ibutilide | New
51123111 | Ibutilide fumarate | New
51123112 | Modecainide | New
51123113 | Tocainide | New
51123114 | Procainamide | New
51123115 | Pincainide | New
51123116 | Procainamide hydrochloride | New
51123117 | Pilsicainide | New
51123118 | Pilsicainide hydrochloride | New
51123119 | Tocainide hydrochloride | New
51123120 | Transcainide | New
51123200 | Antiarrythmic amines
51123201 | Aprindine | New
51123202 | Butobendine | New
51123203 | Aprindine hydrochloride | New
51123204 | Butoprozine | New
51123205 | Pentisomide | New
51123206 | Mexiletine hydrochloride | New
51123207 | Mexiletine | New
51123300 | Antiarrythmic azocines
51123301 | Asocainol | New
51123302 | Asocainol hydrochloride | New
51123400 | Antiarrythmic azoles
51123401 | Cibenzoline | New
51123402 | Dazolicine | New
51123500 | Antiarrythmic benzazepines
51123501 | Ivabradine | New
51123502 | Zatebradine | New
51123600 | Antiarrythmic benzofurans
51123601 | Amiodarone | New
51123602 | Dronedarone | New
51123700 | Antiarrythmic cyclic hydrocarbons
51123701 | Ambasilide | New
51123702 | Tedisamil | New
51123703 | Tedisamil sesquifumarate | New
51123704 | Bisaramil | New
51123705 | Indecainide | New
51123706 | Bunaftine | New
51123707 | Bunaftine citrate | New
51123708 | Bunaftine hydrochloride | New
51123709 | Berlafenone | New
51123800 | Antiarrythmic guanidines
51123801 | Meobentine sulfate | New
51123802 | Meobentine | New
51123900 | Antiarrythmic indoles
51123901 | Alprafenone | New
51123902 | Eproxindine | New
51123903 | Rilozarone | New
51123904 | Diprafenone | New
51123905 | Ubisindine | New
51123906 | Propafenone | New
51124000 | Antiarrythmic piperidines
51124001 | Benrixate | New
51124002 | Disobutamide | New
51124003 | Flecainide | New
51124004 | Pirmenol | New
51124005 | Flecainide acetate | New
51124006 | Pirmenol hydrochloride | New
51124007 | Flecainide monoacetate | New
51124008 | Lorcainide | New
51124009 | Lorcainide hydrochloride | New
51124100 | Antiarrythmic purines
51124101 | Adenosine | New
51124102 | Adenosine diphosphate | New
51124103 | Adenosine phosphate | New
51124104 | Adenosine triphosphate | New
51124200 | Antiarrythmic pyridines
51124201 | Barucainide | New
51124202 | Disopyramide | New
51124203 | Pyrinoline | New
51124300 | Antiarrythmic quinolines
51124301 | Quinacainol | New
51124302 | Quinidine | New
51124303 | Quinidine bisulfate | New
51124304 | Quinidine gluconate | New
51124305 | Quinidine hydrochloride | New
51124306 | Quinidine sulfate | New
51124400 | Antiarrythmic cardiac glycosides or cardenolides
51124401 | Acetyldigoxin | New
51124402 | Cymarin | New
51124403 | Digitoxin | New
51124404 | Digoxin | New
51124405 | Metildigoxin | New
51124500 | Antiarrythmic sulfur compounds
51124501 | Moracizine or moricizine | New
51124502 | Clamikalant | New
51124503 | Glimepiride | New
51130000 | Hematolic drugs
51130000 | Hematolic drugs
51131500 | Antianemic drugs
51131500 | Antianemic drugs
51131501 | Ferrous fumarate | Obsolete
51131502 | Ferrous gluconate | Obsolete
51131503 | Ferrous sulfate | Obsolete
51131504 | Magnesium pidolate
51131504 | Magnesium pidolate
51131505 | Oxymetholone | Obsolete
51131506 | Erythropoietin
51131506 | Erythropoietin
51131507 | Darbepoetin alfa
51131507 | Darbepoetin alfa
51131508 | Epoetin alfa
51131508 | Epoetin alfa
51131509 | Ferric ammonium citrate
51131509 | Ferric ammonium citrate
51131510 | Heme iron polypeptide
51131510 | Heme iron polypeptide
51131511 | Iron polysaccharide | Obsolete
51131512 | Ferric pyrophosphate | Obsolete
51131513 | Ferrous cacodylate | Obsolete
51131514 | Carbonyl iron
51131514 | Carbonyl iron
51131515 | Hematin or hemin
51131515 | Hemin or hematin
51131516 | Iron sucrose | Obsolete
51131517 | Folic acid | Obsolete
51131518 | Ferrous sulfate and folic acid | Obsolete
51131519 | Sodium ferric gluconate | New
51131520 | Plerixafor | New
51131521 | Sodium feredetate | New
51131522 | Iron polysaccharide | New
51131600 | Anticoagulants
51131601 | Aprotinin
51131602 | Heparin
51131602 | Heparin calcium
51131603 | Heparin sodium
51131604 | Warfarin
51131604 | Warfarin sodium
51131605 | Sodium citrate
51131605 | Sodium Citrate
51131606 | Sodium apolate
51131606 | Sodium apolate
51131607 | Enoxaparin
51131607 | Enoxaparin sodium
51131608 | Lepirudin
51131608 | Lepirudin
51131609 | Desirudin
51131609 | Desirudin
51131610 | Ardeparin
51131610 | Ardeparin sodium
51131611 | Dalteparin
51131611 | Dalteparin sodium
51131612 | Danaparoid sodium
51131613 | Dicoumarol or dicumarol
51131613 | Dicumarol
51131614 | Anisindione
51131614 | Anisindione
51131615 | Fondaparinux
51131615 | Fondaparinux sodium
51131616 | Tinzaparin sodium
51131617 | Anticoagulant citrate phosphate dextrose solution
51131617 | Anticoagulant citrate phosphate dextrose solution
51131618 | Beraprost
51131619 | Acenocoumarol
51131620 | Anagrelide hydrochloride
51131621 | Apixaban
51131622 | Aprosulate
51131623 | Beciparcil
51131624 | Dabigatran etexilate mesilate
51131625 | Bivalirudin
51131626 | Camonagrel
51131627 | Cangrelor
51131628 | Citric acid
51131629 | Clopidogrel
51131630 | Clorindione
51131631 | Dabigatran
51131632 | Diarbarone
51131633 | Diphacinone or diphenadione
51131634 | Ditazol or ditazole
51131635 | Ecraprost
51131636 | Efegatran
51131637 | Etabenzarone
51131638 | Ethyl biscoumacetate
51131639 | Fradafiban
51131640 | Gabexate
51131641 | Nadroparin
51131642 | Iloprost
51131643 | Indobufen
51131644 | Melagatran
51131645 | Moxicoumone
51131646 | Napsagatran
51131647 | Phenindione
51131648 | Phenprocoumon
51131649 | Prasugrel
51131650 | Rivaroxaban
51131651 | Sulmarin
51131652 | Sulotroban
51131653 | Ticlopidine
51131654 | Tioclomarol
51131655 | Tulopafant
51131656 | Vapiprost
51131657 | Ximelagatran
51131658 | Xylocoumarol
51131659 | Ancrod
51131660 | Danaparoid
51131661 | Drotrecogin alfa
51131662 | Parnaparin
51131663 | Dabigatran etexilate
51131700 | Thrombolytic drugs and platelet aggregation inhibitors
51131701 | Abciximab
51131701 | Abciximab
51131702 | Alteplase
51131703 | Streptokinase
51131703 | Streptokinase
51131704 | Urokinase
51131704 | Urokinase
51131705 | Dipyridamole
51131705 | Dipyridamole
51131706 | Argatroban
51131706 | Argatroban
51131707 | Bivalirudin
51131708 | Cilostazol
51131709 | Clopidogrel bisulfate
51131710 | Eptifibatide
51131710 | Eptifibatide
51131711 | Tenecteplase
51131711 | Tenecteplase
51131712 | Ticlopidine hydrochloride
51131713 | Tirofiban hydrochloride monohydrate
51131714 | Anistreplase
51131714 | Anistreplase
51131715 | Anagrelide hydrochloride
51131716 | Reteplase
51131716 | Reteplase
51131717 | Dacopafant
51131718 | Anagrelide
51131719 | Apafant
51131720 | Benzarone
51131721 | Bepafant
51131722 | Carafiban
51131723 | Cloricromen
51131724 | Midazogrel
51131725 | Epoprostenol or prostacyclin
51131726 | Gantofiban
51131727 | Ifetroban
51131728 | Iliparcil
51131729 | Lamifiban
51131730 | Lotrafiban
51131731 | Setipafant
51131732 | Modipafant
51131733 | Naroparcil
51131734 | Nicogrelate
51131735 | Nupafant
51131736 | Ozagrel
51131737 | Picotamide
51131738 | Rocepafant
51131739 | Taprostene
51131740 | Ticagrelor
51131741 | Trifenagrel
51131742 | Triflusal
51131743 | Anagrelide hydrochloride monohydrate
51131744 | Argatroban anhydrous
51131745 | Argatroban monohydrate
51131746 | Cloricromen hydrochloride
51131747 | Epoprostenol sodium
51131748 | Ifetroban sodium
51131749 | Lamifiban hydrochloride
51131750 | Lotrafiban hydrochloride
51131751 | Ozagrel hydrochloride
51131752 | Ozagrel hydrochloride hydrate
51131753 | Ozagrel sodium
51131754 | Taprostene sodium
51131800 | Coagulants and systemic hemostatic agents
51131801 | Fibrinogen
51131801 | Fibrinogen
51131802 | Antihemophilic factor or globulin
51131802 | Antihemophilic factors or globulins
51131803 | Thrombin
51131803 | Thrombin
51131804 | Oprelvekin
51131805 | Etamsylate or ethamsylate
51131805 | Ethamsylate
51131806 | Ferric subsulfate
51131806 | Ferric subsulfate
51131807 | Morrhuate sodium
51131808 | Aminocaproic acid
51131808 | Aminocaproic acid
51131809 | Calcium dobesilate
51131809 | Calcium dobesilate
51131810 | Hemostatic pad
51131811 | Tranexamic acid
51131811 | Tranexamic acid
51131812 | Romiplostim
51131813 | Aminomethylbenzoic acid
51131814 | Aprotinin
51131815 | Camostat
51131816 | Carbazochrome
51131817 | Eltrombopag
51131818 | Batroxobin
51131819 | Coagulation factor ix
51131820 | Coagulation factor vii
51131821 | Coagulation factor viii
51131822 | Coagulation factor xiv or protein c
51131823 | Moroctocog alfa
51131824 | Camostat mesilate or mesylate
51131825 | Carbazochrome salicylate
51131826 | Carbazochrome sodium sulfonate
51131827 | Eltrombopag olamine
51131900 | Blood plasma substitutes and extenders and expanders
51131901 | Poligeline or polygeline
51131901 | Poligeline
51131903 | Gelatin
51131904 | Human blood plasma
51131904 | Human blood plasma
51131905 | Dextran
51131906 | Pentastarch
51131906 | Pentastarch
51131907 | Human plasma protein fraction
51131907 | Human plasma protein fraction
51131908 | Hetastarch
51131908 | Hetastarch
51131909 | Albumin human
51131909 | Albumin human
51131910 | Polyvidone or Povidone
51131911 | Dextran
51132000 | Hemorrheologic agents
51132001 | Pentoxifylline
51132001 | Pentoxifylline
51132101 | Heparin/sodium chloride
51132102 | Aspirin/dipyridamole
51132201 | Acetaminophen/caffeine
51132202 | Acetaminophen/aluminum hydroxide/aspirin/caffeine/magnesium hydr
51132203 | Acetaminophen/aluminum hydroxide/aspirin/salicylamide
51132204 | Acetaminophen/aspirin
51132205 | Acetaminophen/aspirin/caffeine
51132206 | Acetaminophen/aspirin/caffeine/calcium gluconate
51132207 | Acetaminophen/aspirin/caffeine/salicylamide
51132208 | Acetaminophen/aspirin/calcium carbonate
51132209 | Acetaminophen/butalbital
51132210 | Acetaminophen/butalbital/caffeine
51132211 | Acetaminophen/pamabrom/pyrilamine
51132212 | Acetaminophen/caffeine/hyoscyamus
51132213 | Acetaminophen/caffeine/phenyltoloxamine/salicylamide
51132214 | Acetaminophen/caffeine/pyrilamine
51132215 | Acetaminophen/caffeine/salicylamide
51132216 | Acetaminophen/calcium carbonate
51132217 | Acetaminophen/calcium carbonate/magnesium carbonate/magnesium ox
51132218 | Acetaminophen/cinnamedrine/pamabrom
51132219 | Acetaminophen/pamabrom
51132220 | Acetaminophen/pamabrom/pyridoxine
51132221 | Aspirin/caffeine
51132222 | Acetaminophen/phenobarbital
51132223 | Acetaminophen/pyrilamine maleate
51132224 | Acetaminophen/salicylamide
51132225 | Acetaminophen/tramadol
51132226 | Aluminum hydroxide/aspirin/calcium carbonate/magnesium hydroxide
51132227 | Aluminum hydroxide/aspirin/magnesium hydroxide
51132228 | Aspirin/butalbital
51132229 | Aspirin/butalbital/caffeine
51132230 | Aspirin/butalbital/caffeine/phenacetin
51132231 | Aspirin/meprobamate
51132232 | Aspirin/caffeine/cinnamedrine
51132233 | Aspirin/caffeine/gelsemium/hyoscyamus
51132234 | Aspirin/caffeine/salicylamide
51132235 | Aspirin/calcium carbonate/magnesium carbonate/magnesium oxide
51132236 | Aspirin/dihydroxyaluminum aminoacetate
51132237 | Aspirin/dihydroxyaluminum aminoacetate/magnesium carbonate
51132238 | Aspirin/ethoheptazine/meprobamate
51132239 | Aspirin/magnesium carbonate
51132240 | Aspirin/magnesium oxide
51132241 | Caffeine/phenacetin/salicylamide/styramate
51132242 | Calcium/ergocalciferol/salicylamide
51132243 | Choline salicylate/magnesium salicylate
51132301 | Dextran 40/sodium chloride
51132302 | Dextran 70/dextrose
51132303 | Dextran 70/sodium chloride
51132304 | Dextran 75/sodium chloride
51132305 | Hetastarch/electrolytes
51132306 | Hetastarch/sodium chloride
51140000 | Central nervous system drugs
51141500 | Anticonvulsants
51141501 | Acetazolamide
51141501 | Acetazolamide
51141502 | Clonazepam
51141503 | Felbamate
51141503 | Felbamate
51141504 | Lamotrigine
51141504 | Lamotrigine
51141505 | Phenobarbital
51141506 | Phenobarbital sodium
51141507 | Phenytoin
51141507 | Phenytoin
51141508 | Ethosuximide
51141508 | Ethosuximide
51141509 | Vigabatrin
51141509 | Vigabatrin
51141510 | Barbexaclon
51141511 | Urbanyl
51141512 | Clobazam
51141513 | Carbamazepine
51141513 | Carbamazepine
51141514 | Zonisamide
51141514 | Zonisamide
51141515 | Ethotoin
51141515 | Ethotoin
51141516 | Fosphenytoin
51141516 | Fosphenytoin sodium
51141517 | Gabapentin
51141518 | Levetiracetam
51141518 | Levetiracetam
51141519 | Mephenytoin
51141519 | Mephenytoin
51141520 | Mephobarbital or methylphenobarbital
51141520 | Mephobarbital
51141521 | Mesuximide or methsuximide
51141521 | Methsuximide
51141522 | Oxcarbazepine
51141522 | Oxcarbazepine
51141523 | Paramethadione
51141523 | Paramethadione
51141524 | Phenacemide
51141524 | Phenacemide
51141525 | Phenytoin sodium
51141526 | Primidone
51141526 | Primidone
51141527 | Tiagabine hydrochloride
51141528 | Topiramate
51141528 | Topiramate
51141529 | Trimethadione
51141529 | Trimethadione
51141530 | Valproate sodium
51141531 | Valproic acid
51141531 | Valproic acid
51141532 | Acetazolamide sodium
51141533 | Divalproex
51141533 | Divalproex sodium
51141534 | Pregabalin
51141535 | Cabergoline
51141535 | Cabergoline
51141536 | Citalopram
51141537 | Clorazepate
51141538 | Donepezil
51141538 | Donepezil
51141539 | Duloxetine
51141541 | Memantine
51141542 | Midazolam
51141543 | Ziprasidone
51141544 | Decimemide
51141545 | Albutoin
51141546 | Ameltolide
51141547 | Aminobutyric acid
51141548 | Atolide
51141549 | Beclamide
51141550 | Carisbamate
51141551 | Ciprazafone
51141552 | Ethylphenacemide or pheneturide
51141553 | Denzimol
51141554 | Dinazafone
51141555 | Dulozafone
51141556 | Eslicarbazepine
51141557 | Eterobarb
51141558 | Ethadione
51141559 | Loreclezole
51141560 | Etiracetam
51141561 | Ezogabine or retigabine
51141562 | Ilepcimide
51141563 | Lacosamide
51141564 | Nonapyrimine
51141565 | Losigamone
51141566 | Epsom salt or magnesium sulfate
51141567 | Milacemide
51141568 | Morsuximide
51141569 | Nafimidone
51141570 | Riluzole
51141571 | Phensuximide
51141572 | Pivagabine
51141573 | Potassium bromide
51141574 | Progabide
51141575 | Ralitoline
51141576 | Valproate pivoxil
51141577 | Ropizine
51141578 | Rufinamide
51141579 | Stiripentol
51141580 | Sultiame
51141581 | Taltrimide
51141582 | Tiagabine
51141583 | Tolgabide
51141584 | Valpromide
51141585 | Vinpocetine
51141586 | Zoniclezole
51141587 | Acetazolamide sodium
51141588 | Cabergoline diphosphate
51141589 | Carbamazepine dihydrate
51141590 | Donepezil hydrochloride
51141591 | Donepezil oxalate
51141592 | Eslicarbazepine acetate
51141593 | Fosphenytoin sodium
51141594 | Milacemide hydrochloride
51141595 | Nafimidone hydrochloride
51141596 | Phenytoin sodium
51141597 | Tiagabine hydrochloride
51141598 | Zoniclezole hydrochloride
51141600 | Antidepressants
51141601 | Amitriptyline hydrochloride
51141602 | Doxepin hydrochloride
51141603 | Imipramine pamoate
51141604 | Mirtazapine
51141605 | Paroxetine hydrochloride
51141606 | Trazodone hydrochloride
51141607 | Fluvoxamine maleate
51141608 | Amitriptylinoxide
51141609 | Tranylcypromine sulphate
51141610 | Desipramine hydrochloride
51141611 | Trimipramine mesilate
51141612 | Sibutramine
51141613 | Carpipramine hydrochloride
51141614 | Clomipramine
51141615 | Trimipramine
51141616 | Clomipramine hydrochloride
51141617 | Citalopram hydrobromide
51141618 | Fluoxetine hydrochloride
51141619 | Sertraline hydrochloride
51141620 | St John's Wort
51141621 | Imipramine hydrochloride
51141622 | Isocarboxazid
51141623 | Maprotiline hydrochloride
51141624 | Nefazodone hydrochloride
51141625 | Nortriptyline hydrochloride
51141626 | Protriptyline hydrochloride
51141627 | Trimipramine maleate
51141628 | Nortriptyline
51141629 | Amoxapine
51141630 | Thyroid
51141631 | Bupropion hydrochloride
51141632 | Phenelzine sulfate
51141633 | Escitalopram oxalate
51141634 | Aripiprazole
51141635 | Duloxetine hydrochloride
51141636 | Venlafaxine hcl
51141637 | Mirtazepine
51141638 | Venlafaxine
51141639 | Desvenlafaxine
51141640 | Moclobemide
51141700 | Antipsychotic agents
51141701 | Phenothiazines
51141702 | Haloperidol
51141703 | Olanzapine
51141704 | Risperidone
51141705 | Nicergoline
51141706 | Citicoline
51141707 | Buspirone hydrochloride
51141708 | Chlordiazepoxide
51141709 | Fluphenazine
51141710 | Periciazine
51141711 | Levomepromazine
51141712 | Zotepine
51141713 | Pipotiazine palmitate
51141714 | Piracetam
51141715 | Clozapine
51141716 | Haloperidol decanoate
51141717 | Haloperidol lactate
51141718 | Loxapine hydrochloride
51141719 | Loxapine succinate
51141720 | Molindone hydrochloride
51141721 | Pimozide
51141722 | Quetiapine fumarate
51141723 | Thiothixenes
51141724 | Thiothixene hydrochloride
51141725 | Ziprasidone hydrochloride
51141726 | Triflupromazine hydrochloride
51141727 | Ziprasidone mesylate
51141728 | Droperidol
51141729 | Thioridazine hydrochloride
51141730 | Amisulpride
51141731 | Modafinil
51141732 | Chlorpromazine
51141800 | Hypnotics
51141801 | Pentobarbital
51141802 | Secobarbital sodium
51141803 | Chloral hydrate
51141804 | Estazolam
51141805 | Triazolam
51141806 | Butobarbitone
51141807 | Flunitrazepam
51141808 | Zolpidem tartrate
51141809 | Loprazolam mesilate
51141810 | Zopiclone
51141811 | Amobarbital sodium
51141812 | Dexmedetomidine hydrochloride
51141813 | Ethchlorvynol
51141814 | Flurazepam hydrochloride
51141815 | Glutethimide
51141816 | Paraldehyde
51141817 | Quazepam
51141818 | Tryptophan
51141819 | Zaleplon
51141820 | Pentobarbital sodium
51141821 | Doxylamine succinate
51141822 | Butabarbital
51141823 | Eszopiclone
51141900 | Tranquilizers and antimanic and antianxiety drugs
51141903 | Lithium carbonate
51141904 | Lithium citrate
51141907 | Sulpiride
51141908 | Tiapride
51141910 | Bromazepam
51141911 | Tofisopam
51141912 | Chlordiazepoxide hydrochloride
51141913 | Chlormezanone
51141914 | Clorazepate dipotassium
51141915 | Halazepam
51141916 | Lorazepam
51141917 | Oxazepam
51141918 | Meprobamate
51141919 | Alprazolam
51141920 | Diazepam
51141921 | Midazolam hydrochloride
51141922 | Temazepam
51142000 | Non narcotic analgesics and antipyretics
51142001 | Acetaminophen
51142002 | Acetylsalicylic acid
51142003 | Mesalamine
51142004 | Meprobromate
51142005 | Methyl butetisalicylate
51142005 | Methyl butetisalicylate
51142006 | Oxaceprol
51142009 | Metamizol or metamizole
51142009 | Metamizol sodium
51142010 | Acetanilide
51142011 | Magnesium salicylate
51142012 | Mefenamic acid
51142013 | Salicylamide
51142014 | Sodium thiosalicylate
51142014 | Sodium thiosalicylate
51142015 | Triethanolamine salicylate
51142016 | Antipyrine and benzocaine solution
51142017 | Salsalate or salicylsalicylic acid
51142018 | Dehydrated alcohol injection
51142018 | Dehydrated alcohol injection
51142019 | Filantor or filenadol
51142020 | Acetaminosalol
51142021 | Bicifadine
51142022 | Dibupyrone
51142023 | Dixyrazine
51142024 | Dronabinol
51142025 | Ethoheptazine
51142026 | Flucarbril
51142027 | Flupirtine
51142028 | Phenacetin or phenacetinum
51142029 | Phenicarbazide
51142030 | Phenyl salicylate or salol
51142031 | Pidolacetamol
51142032 | Prednazate
51142033 | Propacetamol
51142034 | Xylazine
51142035 | Ziconotide
51142036 | Nicoboxil
51142037 | Bucetin
51142038 | Bicifadine hydrochloride
51142039 | Ethoheptazine citrate
51142040 | Ethoheptazine hydrochloride
51142041 | Flupirtine gluconate
51142042 | Flupirtine maleate
51142043 | Propacetamol hydrochloride
51142044 | Xylazine hydrochloride
51142045 | Ziconotide acetate
51142100 | Nonsteroidal anti inflammatory drugs NSAIDs
51142101 | Auranofin
51142102 | Carpofen
51142103 | Diclofenac potassium
51142104 | Diclofenac sodium
51142105 | Flurbiprofen
51142106 | Ibuprofen
51142107 | Indomethacin
51142108 | Ketoprofen
51142109 | Naproxen
51142110 | Naproxen sodium
51142111 | Oxaprozin
51142112 | Sulindac
51142113 | Suprofen
51142114 | Benzydamine hydrochloride
51142116 | Diethylamine salicylate
51142117 | Diclofenac diethylamine
51142118 | Nimesulide
51142119 | Benorilate
51142120 | Serrapeptase
51142121 | Diclofenac
51142122 | Sodium aurothiomalate
51142123 | Ketorolac trometamol
51142124 | Etodolac
51142125 | Etofenamate
51142126 | Floctafenine
51142127 | Emorfazone
51142128 | Piroxicam
51142129 | Tiaprofenic acid
51142130 | Leflunomide
51142131 | Celecoxib
51142132 | Aurothioglucose
51142133 | Bromfenac sodium
51142134 | Choline salicylate
51142135 | Fenoprofen calcium
51142136 | Flurbiprofen sodium
51142137 | Indomethacin sodium trihydrate
51142138 | Ketorolac tromethamine
51142139 | Meclofenamate sodium
51142140 | Meloxicam
51142141 | Nabumetone
51142142 | Rofecoxib
51142143 | Tolmetin sodium
51142144 | Valdecoxib
51142145 | Adalimumab
51142146 | Diflunisal
51142147 | Anakinra
51142148 | Sodium hyaluronate
51142149 | Glucosamine
51142150 | Acamprosate calcium
51142151 | Aceclofenac
51142152 | Deracoxib
51142153 | Etoricoxib
51142154 | Lumiracoxib
51142155 | Lysine clonixinate
51142200 | Narcotic analgesics
51142201 | Butorphanol tartrate
51142202 | Codeine phosphate
51142203 | Codeine sulfate
51142205 | Meperidine hydrochloride
51142206 | Morphine sulfate
51142207 | Oxycodone
51142208 | Sufentanil citrate
51142209 | Nefopam hydrochloride
51142210 | Ethylmorphine hydrochloride
51142211 | Hydrocodone
51142212 | Dihydrocodeine resinate
51142213 | Propoxyphene napsylate
51142214 | Alfentanil hydrochloride
51142215 | Buprenorphine hydrochloride
51142216 | Dezocine
51142217 | Dihydrocodeine tartrate
51142218 | Dihydrocodeine
51142219 | Fentanyl
51142220 | Fentanyl citrate
51142221 | Hydrocodone bitartrate
51142222 | Hydromorphone hydrochloride
51142223 | Hydrocodone polistirex
51142224 | Levomethadyl acetate hydrochloride
51142225 | Levorphanol tartrate
51142226 | Methadone hydrochloride
51142227 | Oxycodone hydrochloride
51142228 | Oxymorphone hydrochloride
51142229 | Pentazocine hydrochloride
51142230 | Pentazocine lactate
51142231 | Propoxyphene hydrochloride
51142232 | Remifentanil hydrochloride
51142233 | Codeine
51142234 | Dihydrocodeine bitartrate
51142235 | Tramadol hydrochloride
51142236 | Opium
51142237 | Dextropropoxyphene
51142300 | Narcotic antagonists
51142301 | Nalmefene
51142301 | Nalmefene hydrochloride
51142302 | Naloxone
51142302 | Naloxone hydrochloride
51142303 | Naltrexone
51142303 | Naltrexone
51142304 | Nalbuphine hydrochloride
51142305 | Roxatidine
51142306 | Atipamezole hydrochloride
51142307 | Levallorphan
51142308 | Nalorphine
51142309 | Levallorphan tartrate
51142310 | Nalmefene hydrochloride
51142311 | Nalmefene hydrochloride dihydrate
51142312 | Nalorphine bromide
51142313 | Nalorphine hydrobromide
51142314 | Nalorphine hydrochloride
51142315 | Naloxone hydrochloride
51142316 | Naloxone hydrochloride dihydrate
51142317 | Naltrexone hydrochloride
51142318 | Naltrexone methobromide
51142400 | Drugs used for vascular and migraine headaches
51142401 | Methysergide
51142401 | Methysergide maleate
51142402 | Sumatriptan succinate
51142403 | Ergotamine tartrate
51142404 | Dihydroergotamine
51142404 | Dihydroergotamine
51142405 | Combination acetaminophen acetylsalicylic acid
51142405 | Combination acetaminophen acetylsalicylic acid
51142406 | Almotriptan malate
51142407 | Dihydroergotamine mesylate
51142408 | Frovatriptan
51142408 | Frovatriptan succinate
51142409 | Isometheptene
51142410 | Naratriptan hydrochloride
51142411 | Rizatriptan
51142411 | Rizatriptan benzoate
51142412 | Eletriptan
51142412 | Eletriptan hydrobromide
51142413 | Zolmitriptan
51142413 | Zolmitriptan
51142414 | Sumatriptan
51142414 | Sumatriptan
51142415 | Combination acetaminophen butalbital
51142415 | Combination acetaminophen butalbital
51142416 | Iprazochrome
51142417 | Almotriptan
51142418 | Donitriptan
51142419 | Dotarizine
51142420 | Ergotamine
51142421 | Naratriptan
51142422 | Oxetorone
51142423 | Almotriptan malate
51142424 | Dihydroergotamine mesilate or mesylate
51142425 | Dihydroergotamine methanesulfonate
51142426 | Donitriptan hydrochloride
51142427 | Eletriptan hydrobromide
51142428 | Ergotamine tartrate
51142429 | Frovatriptan succinate
51142430 | Frovatriptan succinate hydrate
51142431 | Methysergide maleate
51142432 | Naratriptan hydrochloride
51142433 | Rizatriptan benzoate
51142434 | Rizatriptan sulfate
51142435 | Sumatriptan succinate
51142500 | Antiparkinson drugs
51142501 | Bromocriptine
51142501 | Bromocriptine mesylate
51142502 | Carbidopa
51142502 | Carbidopa
51142503 | Levodopa
51142503 | Levodopa
51142504 | Selegiline
51142504 | Selegiline hydrochloride
51142505 | Biperiden
51142506 | Biperiden hydrochloride
51142507 | Pergolide
51142507 | Pergolide mesylate
51142508 | Pramipexole
51142508 | Pramipexole dihydrochloride
51142509 | Ropinirole
51142509 | Ropinirole hydrochloride
51142510 | Tolcapone
51142511 | Entacapone
51142511 | Entacapone
51142512 | Tropacine
51142512 | Tropacine
51142513 | Rasagiline
51142513 | Rasagiline
51142514 | Levodopa and carbidopa
51142515 | Adrogolide
51142516 | Tolcapone
51142517 | Amantadine
51142518 | Apomorphine or apomorphinum
51142519 | Brasofensine
51142520 | Budipine
51142521 | Ciladopa
51142522 | Dihydroergocryptine
51142523 | Diprobutine
51142524 | Doreptide
51142525 | Droxidopa
51142526 | Ethopropazine or profenamine
51142527 | Etilevodopa
51142528 | Ifenprodil
51142529 | Lazabemide
51142530 | Lisuride
51142531 | Mazaticol
51142532 | Melevodopa
51142533 | Memantine
51142534 | Mofegiline
51142535 | Phenglutarimide
51142536 | Piribedil
51142537 | Piroheptine
51142538 | Rotigotine
51142539 | Adrogolide hydrochloride
51142540 | Amantadine hydrochloride
51142541 | Amantadine sulfate
51142542 | Apomorphine diacetate
51142543 | Apomorphine hydrochloride
51142544 | Apomorphine hydrochloride anhydrous
51142545 | Brasofensine maleate
51142546 | Bromocriptine mesilate or mesylate
51142547 | Bromocriptine methanesulfonate
51142548 | Budipine hydrochloride
51142549 | Carbidopa anhydrous
51142550 | Ciladopa hydrochloride
51142551 | Ifenprodil tartrate
51142552 | Lazabemide hydrochloride
51142553 | Lazabemide monohydrochloride
51142554 | Lisuride maleate
51142555 | Mazaticol hydrochloride
51142556 | Melevodopa hydrochloride
51142557 | Memantine hydrochloride
51142558 | Mofegiline hydrochloride
51142559 | Pergolide mesilate or mesylate
51142560 | Phenglutarimide hydrochloride
51142561 | Piribedil mesilate or mesylate
51142562 | Piribedil monomethanesulfonate
51142563 | Piroheptine hydrochloride
51142564 | Pramipexole dihydrochloride
51142565 | Pramipexole dihydrochloride monohydrate
51142566 | Pramipexole hydrochloride hydrate
51142567 | Profenamine hydrochloride
51142568 | Rasagiline mesilate or mesylate
51142569 | Rasagiline methanesulfonate
51142570 | Ropinirole hydrochloride
51142571 | Rotigotine hydrochloride
51142572 | Selegiline hydrochloride
51142573 | Tropatepine
51142600 | Stimulants and anorexiants
51142601 | Amphetamine sulfate
51142602 | Fenfluramine
51142603 | Mazindol
51142604 | Pemoline
51142605 | Phendimetrazine tartrate
51142606 | Pipradrol hydrochloride
51142607 | Fenproporex
51142608 | Trimethylxanthine
51142609 | Amfepramone hydrochloride
51142610 | Caffeine
51142611 | Amfepramone or dexfenfluramine or diethylcathinone or diethylpropion
51142611 | Dexfenfluramine hydrochloride
51142612 | Diethylpropion hydrochloride
51142613 | Fenfluramine hydrochloride
51142614 | Benzphetamine hydrochloride
51142615 | Phentermine hydrochloride
51142616 | Phentermine resin
51142617 | Sibutramine hydrochloride monohydrate
51142618 | Methylphenidate hydrochloride
51142619 | Ammonia aromatic spirit
51142642 | Flurothyl
51142643 | Fenethylline or fenetylline or phenethylline
51142650 | Orlistat
51142658 | Oxiracetam
51142700 | Veterinary nonsteroidal anti inflammatory drugs VNSAIDs
51142701 | Phenylbutazone
51142702 | Meclofenamic acid
51142800 | Anti amyotrophic lateral sclerosis ALS drugs
51142801 | Riluzole
51142900 | Anaesthetic drugs and related adjuncts and analeptics
51142901 | Chloroform
51142902 | Eutectic mixture of local anesthetics EMLA
51142903 | Ropivacaine
51142904 | Lidocaine
51142905 | Bupivacaine
51142906 | Amethocaine hydrochloride
51142907 | Oxybuprocaine
51142908 | Lignocaine
51142909 | Benzocaine
51142910 | Prilocaine
51142911 | Quinisocaine hydrochloride
51142912 | Dibucaine
51142913 | Halothane
51142914 | Amylocaine hydrochloride
51142915 | Septocaine
51142916 | Hyaluronidase
51142917 | Mepivacaine
51142918 | Articaine
51142919 | Isoflurane
51142920 | Procaine
51142921 | Thiopental sodium
51142922 | Benoxinate hydrochloride
51142923 | Butamben
51142924 | Chlorobutanol
51142925 | Chloroprocaine hydrochloride
51142926 | Cocaine hydrochloride
51142927 | Desflurane
51142928 | Dyclonine hydrochloride
51142929 | Enflurane
51142930 | Ether
51142931 | Ethyl chloride
51142932 | Etidocaine hydrochloride
51142933 | Etomidate
51142934 | Ketamine hydrochloride
51142935 | Levobupivacaine hydrochloride
51142936 | Levonordefrin
51142937 | Lidocaine hydrochloride
51142938 | Methohexital sodium
51142939 | Pramoxine hydrochloride
51142940 | Proparacaine hydrochloride
51142941 | Propofol
51142942 | Sevoflurane
51142943 | Tetracaine
51142944 | Tetracaine hydrochloride
51142945 | Doxapram hydrochloride
51142946 | Methoxyflurane
51142947 | Cinchocaine hydrochloride
51142948 | Dichlorotetrafluoroethane
51143001 | Imuracetam
51143002 | Aceglutamide
51143003 | Aloracetam
51143004 | Amifampridine
51143005 | Brivaracetam
51143006 | Choline alfoscerate
51143007 | Coluracetam
51143008 | Dimiracetam
51143009 | Dalfampridine or fampridine
51143010 | Fasoracetam
51143011 | Vinconate
51143012 | Leteprinim
51143013 | Centrophenoxine or meclofenoxate
51143014 | Molracetam
51143015 | Nebracetam
51143016 | Nefiracetam
51143017 | Nicoracetam
51143018 | Rolziracetam
51143019 | Sulbutiamine
51143020 | Aceglutamide aluminium
51143021 | Aceglutamide aluminum
51143022 | Leteprinim potassium
51143023 | Vinconate hydrochloride
51143101 | Salicylic acid
51143102 | Aloxiprin or aluminium acetylsalicylate
51143103 | Acetylsalicylic acid or Aspirin
51143104 | Bismuth subsalicylate
51143105 | Diflunisal
51143107 | Salicin
51143108 | Salicylamide
51143109 | Sodium salicylate
51143110 | Triethanolamine salicylate
51143111 | Salicylamide sodium
51143201 | Disulfiram
51143202 | Nicotine
51143203 | Varenicline
51143204 | Acamprosate
51143205 | Altinicline
51143206 | Calcium carbimide
51143207 | Lobeline
51143208 | Silver acetate
51143209 | Acamprosate calcium
51143210 | Altinicline maleate
51143211 | Lobeline hydrochloride
51143212 | Lobeline sulfate
51143213 | Lobeline sulphate
51143214 | Nicotine bitartrate
51143215 | Nicotine dihydrochloride
51143216 | Nicotine hydrochloride
51143217 | Nicotine hydrogen tartrate
51143218 | Nicotine polacrilex
51143219 | Nicotine salicylate
51143220 | Nicotine sulfate
51143221 | Nicotine tartrate
51143222 | Varenicline tartrate
51143301 | Phenobarbital/phenytoin
51143401 | Acetaminophen/caffeine/isometheptene
51143402 | Acetaminophen/dichloralphenazone/isometheptene
51143403 | Belladonna/caffeine/ergotamine/pentobarbital
51143404 | Belladonna/caffeine/ergotamine/phenobarbital
51143405 | Belladonna/ergotamine/phenobarbital
51143406 | Caffeine/ergotamine
51143407 | Ergotamine/hyoscyamine/phenobarbital
51143408 | Naproxen/sumatriptan
51143501 | Carbidopa/entacapone/levodopa
51143502 | Carbidopa/levodopa
51143601 | Dimenhydrinate/niacin
51143602 | Niacin/pheniramine
51143701 | Liver/phenobarbital
51143702 | Acetaminophen/diphenhydramine
51143703 | Amitriptyline/chlordiazepoxide
51143704 | Amitriptyline/perphenazine
51143705 | Benactyzine/meprobamate
51143706 | Calcium gluconate/niacinamide/phenobarbital
51143707 | Camphor/hyoscyamus/passion flower/phenobarbital/valerian
51143708 | Dextromethorphan/quinidine
51143709 | Diphenhydramine/ibuprofen
51143710 | Fluoxetine/olanzapine
51143711 | Niacin/niacinamide/phenobarbital
51143712 | Niacin/pentylenetetrazol
51143801 | Amphetamine/dextroamphetamine
51143802 | Caffeine/sodium benzoate
51143901 | Cathine hydrochloride
51143902 | Cathine or norpseudoephedrine
51143903 | Deanol
51143904 | Deanol aceglumate
51143905 | Hexacyclonate
51143906 | Indanorex
51143907 | Mazindol
51143908 | Pyridoxine disulfide or pyrithioxine or pyritinol
51144001 | Acridorex
51144002 | Alfetamine
51144003 | Azalanstat
51144004 | Azalanstat dihydrochloride
51144005 | Clominorex
51144006 | Dexmethylphenidate
51144007 | Dexmethylphenidate hydrochloride
51144008 | Fencamfamin hydrochloride
51144009 | Fencamfamin or fencamfamine
51144010 | Fenfluramine
51144011 | Fenfluramine hydrochloride
51144012 | Fenisorex
51144013 | Fluminorex
51144014 | Methylphenidate
51144015 | Methylphenidate hydrochloride
51144016 | Morforex
51144017 | Tiflorex
51144101 | Amfecloral or amphecloral
51144102 | Amfepentorex
51144103 | Amfetamine or amphetamine
51144104 | Amphetamine adipate
51144105 | Amfepramone hydrochloride
51144106 | Amfetaminil or amphetaminil
51144107 | Amphetamine aspartate
51144108 | Amphetamine hydrochloride
51144109 | Amphetamine phosphate
51144110 | Amphetamine sulfate
51144111 | Benzphetamine
51144112 | Chlorphentermine
51144113 | Clobenzorex
51144114 | Clortermine
51144115 | Dextroamphetamine
51144116 | Dimethylamphetamine or dimetamfetamine or n,n-dimethylamphetamine
51144117 | Etilamfetamine or ethylamphetamine or n-ethylamphetamine
51144118 | Amphetamine tartrate
51144119 | Etolorex
51144120 | Fenproporex
51144121 | Formetorex
51144122 | Furfenorex
51144123 | Levamfetamine
51144124 | Lisdexamfetamine
51144125 | Mefenorex
51144126 | Levamfetamine succinate
51144127 | Lisdexamfetamine dimesylate
51144128 | Metamfetamine or methamphetamine
51144129 | Lisdexamfetamine mesilate or mesylate
51144130 | Phentermine
51144131 | Dexamfetamine
51144201 | Aminorex
51144202 | Fenozolone
51144203 | Nizofenone
51144204 | Pemoline
51144301 | Phendimetrazine
51144302 | Phendimetrazine bitartrate
51144303 | Phendimetrazine tartrate
51144304 | Phenmetrazine
51144401 | Fipexide
51144402 | Pipradrol
51144403 | Rimonabant
51144501 | Pramiracetam hydrochloride
51144502 | Pramiracetam sulfate
51144503 | Prolintane hydrochloride
51144504 | Pyrovalerone hydrochloride
51144601 | Caffeine or trimethylxanthine
51144602 | Diethylpropion hydrochloride
51144603 | Propentofylline
51144701 | Flucetorex
51144702 | Nikethamide
51144801 | Etamivan or ethamivan
51144901 | Fenbutrazate
51145001 | Linopirdine
51145101 | Mesocarb
51145201 | Difemetorex
51145202 | Levofacetoperane or levophacetoperane
51145301 | Aniracetam
51145302 | Pramiracetam
51145303 | Prolintane
51145304 | Pyrovalerone
51145305 | Picilorex
51150000 | Autonomic nervous system drugs
51151500 | Cholinergic drugs and cholinesterase inhibitors
51151501 | Bethanechol
51151501 | Bethanechol chloride
51151502 | Edrophonium chloride
51151503 | Physostigmine salicylate
51151504 | Pilocarpine
51151504 | Pilocarpine nitrate
51151505 | Tropatepine hydrochlorate
51151505 | Tropatepine hydrochlorate
51151506 | Esterase inhibitor
51151506 | Esterase inhibitor
51151507 | Ambenonium
51151507 | Ambenonium chloride
51151508 | Dexpanthenol
51151509 | Donepezil hydrochloride
51151510 | Galantamine
51151510 | Galantamine hydrobromide
51151511 | Mepenzolate bromide
51151512 | Neostigmine
51151512 | Neostigmine methylsulfate
51151513 | Neostigmine bromide
51151514 | Pyridostigmine
51151514 | Pyridostigmine bromide
51151515 | Rivastigmine tartrate
51151516 | Tacrine
51151516 | Tacrine hydrlochloride
51151517 | Cevimeline
51151517 | Cevimeline hydrchloride
51151518 | Lecithin or phosphatidylcholine
51151519 | Acetylcholine
51151520 | Aclatonium napadisilate
51151521 | Benzpyrinium
51151522 | Hexafluorenium or hexafluronium
51151523 | Distigmine
51151524 | Diisopropyl fluorophosphate or dyflos or fluostigmine or isoflurophate
51151525 | Furtrethonium iodide
51151526 | Zanapezil
51151527 | Metrifonate or trichlorfon
51151528 | Quilostigmine
51151529 | Rivastigmine
51151530 | Telenzepine
51151531 | Zifrosilone
51151532 | Aceclidine
51151533 | Aceclidine hydrochloride
51151534 | Aceclidine salicylate
51151535 | Acetylcholine chloride
51151536 | Ambenonium chloride
51151537 | Benzpyrinium bromide
51151538 | Cevimeline hydrochloride
51151539 | Cevimeline hydrochloride hemihydrate
51151540 | Distigmine bromide
51151541 | Galantamine hydrobromide
51151542 | Hexafluronium bromide
51151543 | Neostigmine bromide
51151544 | Pilocarpine hydrochloride
51151545 | Pilocarpine monohydrochloride
51151546 | Pilocarpine mononitrate
51151547 | Pilocarpine nitrate
51151548 | Pyridostigmine bromide
51151549 | Rivastigmine hydrogen tartrate
51151550 | Rivastigmine hydrogentartrate
51151551 | Tacrine hydrochloride
51151552 | Ipidacrine
51151600 | Cholinergic blocking agents
51151601 | Atropine sulfate
51151602 | Benztropine or benzatropine
51151602 | Benztropine mesylate
51151603 | Procyclidine
51151603 | Procyclidine hydrochloride
51151604 | Trihexyphenidyl
51151604 | Trihexyphenidyl hydrochloride
51151605 | Cyclopentolate hydrochloride
51151606 | Tropicamide
51151606 | Tropicamide
51151607 | Clidinium
51151607 | Clidinium bromide
51151608 | Dicyclomine or dicycloverine
51151608 | Dicyclomine hydrochloride
51151609 | Propantheline
51151609 | Propantheline bromide
51151610 | Belladonna alkaloids
51151611 | Glycopyrrolate
51151611 | Glycopyrrolate
51151612 | Hyoscyamine
51151612 | Hyoscyamine sulfate
51151613 | Scopolamine hydrobromide
51151614 | Homatropine hydrobromide
51151614 | Homatropine hydrobromide
51151615 | Caramiphen
51151616 | Atropine
51151616 | Atropine
51151617 | Biperiden
51151618 | Ambutonium
51151619 | Anisotropine
51151620 | Benactyzine
51151621 | Benzilone or benzilonium
51151622 | Bevonium
51151623 | Bornaprine
51151624 | Butinoline
51151625 | Butylscopolamine
51151626 | Camylofin
51151627 | Chlorbenzoxamine
51151628 | Cimetropium
51151629 | Cycrimine
51151630 | Deptropine or dibenzheptropine
51151631 | Dexetimide
51151632 | Difemerine
51151633 | Dihexyverine
51151634 | Diphemanil
51151635 | Gallamine
51151636 | Edrophonium chloride
51151637 | Elantrine
51151638 | Emepronium
51151639 | Ethybenztropin or ethybenztropine or tropethydrylin
51151640 | Fenpiverinium
51151641 | Fentonium
51151642 | Flavoxate
51151643 | Hexocyclium
51151644 | Homatropine
51151645 | Isopropamide
51151646 | Methylatropine
51151647 | Leiopyrrole
51151648 | Mebeverine
51151649 | Mepenzolate
51151650 | Methantheline
51151651 | Methixene or metixene
51151652 | Methscopolamine or methylscopolamine
51151653 | Prifinium
51151654 | Obidoxime
51151655 | Otenzepad
51151656 | Otilonium
51151657 | Oxybutynin
51151658 | Oxyphenonium
51151659 | Pipenzolate
51151660 | Piperidolate
51151661 | Solifenacin
51151662 | Tiemonium
51151663 | Tifenamil
51151664 | Timepidium
51151665 | Zamifenacin
51151666 | Tolterodine
51151667 | Tridihexethyl
51151668 | Trimebutine
51151669 | Trospium chloride
51151670 | Tuamine or tuaminoheptane
51151671 | Vamicamide
51151672 | Tiemonium iodide
51151673 | Cimetropium bromide
51151700 | Sympathomimetic or adrenergic drugs
51151701 | Albuterol
51151702 | Brimonidine tartrate
51151703 | Epinephrine
51151704 | Epinephrine borate
51151705 | Epinephrine hydrochloride
51151706 | Isoproterenol
51151707 | Isoproterenol sulfate
51151708 | Levarterenol bitartrate
51151709 | Phenylpropanolamine hydrochloride
51151710 | Phenylephrine hydrochloride
51151711 | Terbutaline sulfate
51151712 | Arbutamine hydrochloride
51151713 | Cinnamedrine hydrochloride
51151714 | D amphetamine sulfate
51151715 | Ephedrine sulfate
51151716 | Isoproterenol hydrochloride
51151717 | Mephentermine sulfate
51151718 | Metaraminol bitartrate
51151719 | Pseudoephedrine
51151720 | Salmeterol xinafoate
51151721 | Midodrine hydrochloride
51151722 | Levalbuterol hydrochloride
51151723 | Tetrahydrozoline hydrochloride
51151724 | Naphazoline hydrochloride
51151725 | Dipivefrin
51151726 | Phenylpropanolamine
51151727 | Norepinephrine bitartrate
51151728 | Hydroxyamphetamine hydrobromide
51151729 | Methamphetamine hydrochloride
51151730 | Epinephrine bitartrate
51151731 | Metaproterenol sulfate
51151732 | Dobutamine hydrochloride
51151733 | Dipivefrin hydrochloride
51151734 | Albuterol sulfate
51151735 | Amphetamine aspartate
51151736 | Isoetharine mesylate
51151737 | Dopamine hydrochloride
51151738 | Formoterol fumarate
51151739 | Methoxamine hydrochloride
51151740 | Isoetharine hydrochloride
51151741 | Ephedrine
51151742 | Phenylephrine
51151743 | Pseudoephedrine hydrochloride
51151744 | Ephedrine hydrochloride
51151745 | Pseudoephedrine tannate
51151746 | Pseudoephedrine sulfate
51151747 | Racepinephrine hydrochloride
51151748 | Naphazoline
51151749 | Destroamphetamine
51151750 | Arformoterol
51151800 | Adrenergic blocking agents
51151801 | Atenolol
51151802 | Esmolol hydrochloride
51151803 | Nadolol
51151804 | Pindolol
51151805 | Timolol maleate
51151810 | Phentolamine mesylate
51151811 | Yohimbine hydrochloride
51151812 | Propranolol hydrochloride
51151813 | Acebutolol
51151814 | Betaxolol hydrochloride
51151815 | Tolazoline hydrochloride
51151816 | Prazosin hydrochloride
51151817 | Tamsulosin hydrochloride
51151818 | Carteolol hydrochloride
51151819 | Terazosin hydrochloride
51151820 | Phenoxybenzamine hydrochloride
51151821 | Penbutolol sulfate
51151822 | Metoprolol succinate
51151823 | Labetalol hydrochloride
51151824 | Doxazosin mesylate
51151825 | Dapiprazole hydrochloride
51151900 | Centrally acting skeletal muscle relaxants
51151901 | Baclofen
51151902 | Chlorzoxazone
51151902 | Chlorzoxazone
51151903 | Dantrolene sodium
51151904 | Methocarbamol
51151904 | Methocarbamol
51151905 | Carisoprodol
51151905 | Carisoprodol
51151906 | Isoxsuprine
51151907 | Ritodrine hydrochloride
51151908 | Orphenadrine citrate
51151910 | Nonivamide
51151911 | Suxamethonium
51151912 | Thiocolchicoside
51151912 | Thiocolchicoside
51151913 | Chlorphenesin carbamate
51151914 | Cyclobenzaprine hydrochloride
51151915 | Metaxalone
51151916 | Succinylcholine chloride
51151917 | Tizanidine hydrochloride
51151918 | Alfuzosin
51151919 | Propiverine HCl
51151920 | Tolterodine
51151921 | Phenprobamate
51151922 | Styramate
51152000 | Neuromuscular blocking agents
51152001 | Atracurium
51152001 | Atracurium besylate
51152002 | Mivacurium chyloride
51152003 | Rocuronium
51152003 | Rocuronium bromide
51152004 | Vecuronium
51152004 | Vecuronium bromide
51152005 | Botulinum toxin
51152005 | Botulinum toxin
51152006 | Cisatracurium
51152006 | Cisatracurium besylate
51152007 | Doxacurium
51152007 | Doxacurium chloride
51152008 | Dimethyltubocurarine or metocurine
51152008 | Metocurine iodide
51152009 | Pancuronium
51152009 | Pancuronium bromide
51152010 | Rapacuronium
51152010 | Rapacuronium bromide
51152011 | Tubocurarine
51152011 | Tubocurarine chloride
51152012 | Pipecuronium
51152012 | Pipecuronium bromide
51152013 | Cinflumide
51152014 | Abobotulinumtoxina
51152015 | Afloqualone
51152016 | Alcuronium
51152017 | Baclofen
51152018 | Butamisole
51152019 | Butamisole hydrochloride
51152020 | Tubocurarine or d-tubocurarine or DTC
51152021 | Clodanolene
51152022 | Cyclobenzaprine
51152023 | Dantrolene
51152024 | Dantrolene sodium
51152025 | Decamethonium
51152026 | Denpidazone
51152027 | Idrocilamide
51152028 | Dotefonium
51152029 | Fazadinium bromide
51152030 | Fenyramidol or phenyramidol
51152031 | Fenyripol
51152032 | Hexcarbacholine
51152033 | Inaperisone
51152034 | Lanperisone
51152035 | Mephenesin
51152036 | Mephenesin nicotinate
51152037 | Mephenoxalone
51152038 | Mivacurium chyloride
51152039 | Nelezaprine
51152040 | Stercuronium
51152041 | Orphenadrine
51152042 | Oxydipentonium
51152043 | Promoxolane
51152044 | Silperisone
51152046 | Succinylcholine or suxamethonium or suxamethonium chloride
51152047 | Suxethonium
51152048 | Tolperisone
51152049 | Alcuronium chloride
51152050 | Baclofen hydrochloride
51152051 | Cisatracurium besilate
51152052 | Cyclobenzaprine hydrochloride
51152053 | Dantrolene sodium anhydrous
51152054 | Decamethonium bromide
51152055 | Dotefonium bromide
51152056 | Doxacurium chloride
51152057 | Fenyramidol hydrochloride
51152058 | Fenyripol hydrochloride
51152059 | Hexcarbacholine bromide
51152060 | Inaperisone hydrochloride
51152061 | Lanperisone hydrochloride
51152062 | Mephenesin carbamate
51152063 | Nelezaprine maleate
51152064 | Orphenadrine citrate
51152065 | Orphenadrine hydrochloride
51152066 | Oxydipentonium chloride
51152067 | Pancuronium bromide
51152068 | Pipecuronium bromide
51152069 | Rapacuronium bromide
51152070 | Rocuronium bromide
51152071 | Stercuronium iodide
51152072 | Suxethonium chloride
51152073 | Tolperisone hydrochloride
51152074 | Tubocurarine chloride
51152075 | Vecuronium bromide
51152076 | Mivacurium chloride
51152101 | Chlordiazepoxide/methscopolamine
51152102 | Atropine/hyoscyamine/phenobarbital
51152103 | Atropine/hyoscyamine/phenobarbital/scopolamine
51152104 | Atropine/hyoscyamine/scopolamine/simethicone
51152105 | Atropine/phenobarbital
51152106 | Atropine/phenobarbital/scopolamine
51152107 | Belladonna/butabarbital
51152108 | Belladonna/charcoal
51152109 | Belladonna/phenobarbital
51152110 | Chlordiazepoxide/clidinium
51152111 | Dicyclomine/phenobarbital
51152112 | Hydroxyzine/oxyphencyclimine
51152113 | Hyoscyamine/passion flower/phenobarbital/scopolamine
51152114 | Hyoscyamine/phenobarbital
51152115 | Hyoscyamus/passion flower/phenobarbital/valerian
51152116 | Hyoscyamus/phenobarbital
51152117 | Meprobamate/tridihexethyl
51152201 | Dextrose/mivacurium chloride
51152301 | Atropine/edrophonium
51152302 | Metoclopramide/sodium chloride
51152401 | Acetaminophen/chlorzoxazone
51152402 | Aspirin/caffeine/orphenadrine
51152403 | Aspirin/carisoprodol
51152404 | Aspirin/methocarbamol
51160000 | Drugs affecting the respiratory tract
51161500 | Antiasthmatic drugs
51161501 | Bitolterol mesylate
51161502 | Nedocromil sodium
51161503 | Pirbuterol acetate
51161504 | Aminophylline
51161505 | Theophylline
51161506 | Terbutaline
51161507 | Formoterol
51161508 | Salbutamol sulphate
51161510 | Etofylline
51161511 | Sodium cromoglicate
51161513 | Diprophylline or dyphylline
51161513 | Dyphylline
51161514 | Oxtriphylline
51161515 | Montelukast
51161515 | Montelukast sodium
51161516 | Zafirlukast
51161517 | Zileuton
51161517 | Zileuton
51161518 | Pranlukast
51161518 | Pranlukast hydrate
51161519 | Carmoterol
51161519 | Carmoterol
51161520 | Ciclesonide
51161521 | Cilomilast
51161521 | Cilomilast
51161522 | Tulobuterol
51161523 | Reproterol hydrochloride
51161524 | Tiotropium
51161524 | Tiotropium bromide
51161525 | Beclomethasone
51161526 | Dazoquinast
51161527 | Ablukast
51161528 | Acitazanolast
51161529 | Acreozast
51161530 | Amipizone
51161531 | Arofylline
51161532 | Binizolast
51161533 | Isbufylline
51161534 | Denbufylline
51161535 | Dimabefylline
51161536 | Doxofylline
51161537 | Enofelast
51161538 | Eprozinol
51161539 | Etamiphyllin or etamiphylline
51161540 | Flufylline
51161541 | Fluprofylline
51161542 | Furafylline
51161543 | Oxarbazole
51161544 | Lomifylline
51161545 | Melquinast
51161546 | Midaxifylline
51161547 | Motapizone
51161548 | Nepadutant
51161549 | Nestifylline
51161550 | Ontazolast
51161551 | Perbufylline
51161552 | Pirolate
51161553 | Proxyphylline
51161554 | Ritolukast
51161555 | Seratrodast
51161556 | Tomelukast
51161557 | Zardaverine
51161558 | Nivimedone
51161559 | Cromitrile
51161560 | Nisbuterol
51161561 | Pirquinozol
51161562 | Norethindrone and ethinyl estradiol combination
51161563 | Zafirlukast
51161564 | Ablukast sodium
51161565 | Acitazanolast hydrate
51161566 | Cromitrile sodium
51161567 | Eprozinol dihydrochloride
51161568 | Eprozinol hydrochloride
51161569 | Montelukast sodium
51161570 | Nisbuterol mesilate or mesylate
51161571 | Nivimedone sodium
51161572 | Nivimedone sodium anhydrous
51161573 | Pranlukast hydrate
51161574 | Tiotropium bromide
51161600 | Antihistamines or H1 blockers
51161601 | Astemizole
51161602 | Clemastine fumarate
51161603 | Dexchlorpheniramine maleate
51161605 | Levocabastine hydrochloride
51161606 | Loratadine
51161607 | Terfenadine
51161608 | Betahistine hydrochloride
51161609 | Triprolidine hydrochloride
51161610 | Promethazine
51161611 | Oxomemazine
51161612 | Ebastine
51161613 | Dihydroergotoxine mesilate
51161614 | Meclozine hydrochloride
51161615 | Cetirizine
51161616 | Betahistine
51161617 | Buclizine hydrochloride
51161618 | Alimemazine
51161619 | Mepyramine maleate
51161620 | Diphenhydramine
51161621 | Fexofenadine hydrochloride
51161622 | Cromolyn sodium
51161623 | Hydroxyzine pamoate
51161624 | Azatadine maleate
51161625 | Azelastine hydrochloride
51161626 | Bosentan
51161627 | Brompheniramine maleate
51161628 | Carbinoxamine maleate
51161629 | Cetirizine hydrochloride
51161630 | Chlorpheniramine maleate
51161631 | Chlorpheniramine tannate
51161632 | Cyproheptadine hydrochloride
51161633 | Desloratadine
51161634 | Dexbrompheniramime maleate
51161635 | Diphenhydramine hydrochloride
51161636 | Diphenhydramine tannate
51161637 | Hydroxyzine hydrochloride
51161638 | Ketotifen fumarate
51161639 | Olopatadine hydrochloride
51161640 | Phenindamine tartrate
51161646 | Acrivastine
51161647 | Brompheniramine
51161648 | Emedastine difumarate
51161649 | Lodoxamide tromethamine
51161650 | Promethazine hydrochloride
51161651 | Pemirolast potassium
51161652 | Mizolastine
51161653 | Epinastine hydrochloride
51161654 | Levocetirizine dihydrochloride
51161655 | Levocetirizine hemihydrate
51161700 | Drugs used for respiratory tract disorders
51161701 | Acetylcysteine
51161702 | Beractant
51161702 | Beractant
51161703 | Budesonide
51161704 | Colfosceril
51161704 | Colfosceril palmitate
51161705 | Ipratropium bromide
51161705 | Ipratropium bromide
51161706 | Sobrerol
51161707 | Bamifylline hydrochloride
51161708 | Desoxyribonuclease or dornase alfa
51161708 | Dornase alfa
51161709 | Poractant alfa
51161709 | Poractant alfa
51161710 | Calfactant
51161710 | Calfactant
51161711 | Mepixanox
51161712 | Almitrine
51161713 | Amiphenazole
51161714 | Bemegride
51161715 | Dimefline
51161716 | Doxapram
51161717 | Fenspiride
51161718 | Pentetrazol
51161719 | Prethcamide
51161720 | Roflumilast
51161721 | Sivelestat
51161722 | Almitrine bismesylate
51161723 | Almitrine dimesilate
51161724 | Almitrine mesylate
51161725 | Amiphenazole hydrochloride
51161726 | Dimefline hydrochloride
51161727 | Doxapram hydrochloride
51161728 | Doxapram hydrochloride anhydrous
51161729 | Doxapram hydrochloride hydrate
51161730 | Fenspiride hydrochloride
51161731 | Ambroxol/salbutamol
51161800 | Cough and cold and antiallergy products
51161801 | Benzonatate
51161802 | Guaifenesin
51161803 | Menthol
51161805 | Carbocisteine
51161806 | Ammonia chloride
51161808 | Dextromethorphan
51161809 | Oxolamine citrate
51161810 | Pholcodine
51161811 | Bromhexine
51161812 | Combination chlorpheniramine acetaminophen
51161812 | Combination chlorpheniramine acetaminophen
51161813 | Potassium guaiacolsulfonate
51161814 | Phenylpropanolamine bitartrate
51161815 | Carbetapentane tannate
51161817 | Dextromethorphan hydrobromide
51161818 | Dextromethorphan polistirex
51161819 | Dextromethorphan tannate
51161820 | Eucalyptol or eucalyptus oil
51161823 | Althaea
51161883 | Tetrahydrozoline
51161884 | Sequifenadine
51161900 | Nasal decongestants
51161901 | Oxymetazoline hydrochloride
51161903 | Xylometazoline hydrochloride
51162001 | Amobarbital/ephedrine
51162002 | Albuterol/ipratropium
51162003 | Aminophylline/ammonium chloride/diphenhydramine
51162004 | Aminophylline/ephedrine
51162005 | Aminophylline/ephedrine/guaifenesin/phenobarbital
51162006 | Aminophylline/ephedrine/phenobarbital
51162007 | Aminophylline/ephedrine/phenobarbital/potassium iodide
51162008 | Aminophylline/guaifenesin
51162009 | Aminophylline/phenobarbital
51162010 | Aminophylline/potassium iodide
51162011 | Ephedrine/guaifenesin/phenobarbital/theophylline
51162012 | Budesonide/formoterol
51162013 | Butabarbital/ephedrine/guaifenesin/theophylline
51162014 | Butabarbital/epinephrine/theophylline
51162015 | Butabarbital/guaifenesin/pseudoephedrine/theophylline
51162016 | Calcium iodide/isoproterenol
51162017 | Chlorpheniramine/ephedrine/guaifenesin/phenobarbital/theophylline
51162018 | Dextromethorphan/dyphylline/pseudoephedrine
51162019 | Dyphylline/ephedrine/guaifenesin/phenobarbital
51162020 | Dyphylline/guaifenesin
51162021 | Formoterol/mometasone
51162022 | Ephedrine/guaifenesin/theophylline
51162023 | Ephedrine/hydroxyzine/theophylline
51162024 | Ephedrine/isoproterenol/phenobarbital/potassium/theophylline
51162025 | Ephedrine/phenobarbital
51162026 | Ephedrine/phenobarbital/potassium iodide/theophylline
51162027 | Ephedrine/phenobarbital/theophylline
51162028 | Ephedrine/secobarbital
51162029 | Ephedrine/theophylline
51162030 | Fluticasone/salmeterol
51162031 | Glycerol, iodinated/theophylline
51162032 | Guaifenesin/oxtriphylline
51162033 | Guaifenesin/sodium citrate/theophylline
51162034 | Guaifenesin/theophylline
51162035 | Phenobarbital/potassium iodide/sodium bicarbonate/theobromine
51162036 | Potassium iodide/theophylline
51162101 | Isoniazid/pyrazinamide/rifampin
51162102 | Isoniazid/pyridoxine
51162103 | Isoniazid/rifampin
51162201 | Ephedrine/sodium chloride
51162202 | Acetaminophen/caffeine/phenylpropanolamine/pyrilamine
51162203 | Acetaminophen/diphenhydramine/pseudoephedrine
51162204 | Aminophylline/sodium chloride
51162205 | Camphor/eucalyptus oil/menthol
51162206 | Camphor/eucalyptus oil/menthol/turpentine spirits
51162207 | Cetyl alcohol/colfosceril palmitate/tyloxapol
51162208 | Chlorpheniramine/methscopolamine
51162209 | Dextrose/theophylline
51162210 | Isoproterenol/phenylephrine
51162301 | Acetaminophen/chlorpheniramine/phenylephrine/pyrilamine
51162302 | Acetaminophen/aluminum acetate/chlorpheniramine/phenylpropanolam
51162303 | Acetaminophen/aspirin/phenylpropanolamine
51162304 | Acetaminophen/brompheniramine/pseudoephedrine
51162305 | Acetaminophen/caffeine/chlorpheniramine/phenylephrine/pyrilamine
51162306 | Acetaminophen/caffeine/chlorpheniramine/phenylpropanolamine
51162307 | Acetaminophen/caffeine/guaifenesin/phenylephrine
51162308 | Acetaminophen/caffeine/phenylpropanolamine/salicylamide
51162309 | Acetaminophen/chlorpheniramine
51162310 | Acetaminophen/chlorpheniramine/phenylephrine
51162311 | Acetaminophen/phenylephrine
51162312 | Acetaminophen/chlorpheniramine/phenylephrine/salicylamide
51162313 | Acetaminophen/chlorpheniramine/phenylpropanolamine
51162314 | Acetaminophen/chlorpheniramine/phenylpropanolamine/phenyltoloxamine
51162315 | Acetaminophen/chlorpheniramine/phenylpropanolamine/salicylamide
51162316 | Acetaminophen/chlorpheniramine/pseudoephedrine
51162317 | Acetaminophen/dexbrompheniramine/pseudoephedrine
51162318 | Acetaminophen/dextromethorphan/guaifenesin
51162319 | Acetaminophen/diphenhydramine/phenylephrine
51162320 | Ammonium/antimony/chlorpheniramine/potassium guaiacolsulfonate
51162321 | Acetaminophen/phenylpropanolamine
51162322 | Acetaminophen/phenylpropanolamine/phenyltoloxamine
51162323 | Acetaminophen/phenyltoloxamine
51162324 | Acetaminophen/phenyltoloxamine/salicylamide
51162325 | Acetaminophen/pseudoephedrine
51162326 | Acetaminophen/pseudoephedrine/triprolidine
51162327 | Ammonium chloride/diphenhydramine
51162328 | Ammonium chloride/diphenhydramine/menthol/sodium citrate
51162329 | Ammonium chloride/glycyrrhiza/hyoscyamus/phenobarbital/terpin hydrate
51162330 | Atropine/chlorpheniramine/hyoscyamine/phenylephrine/scopolamine
51162331 | Aspirin/caffeine/chlorpheniramine
51162332 | Aspirin/chlorpheniramine/phenylpropanolamine/sodium acetylsalicylate
51162333 | Aspirin/phenyltoloxamine
51162334 | Aspirin/phenypropanolamine
51162335 | Aspirin/promethazine/pseudoephedrine
51162336 | Aspirin/pseudoephedrine
51162337 | Atropine/brompheniramine/phenyltoloxamine/pseudoephedrine
51162338 | Atropine/chlorpheniramine
51162339 | Atropine/chlorpheniramine/ephedrine
51162340 | Chlorpheniramine/methscopolamine/phenylephrine
51162341 | Atropine/chlorpheniramine/phenylephrine/phenyltoloxamine
51162342 | Atropine/chlorpheniramine/phenylpropanolamine
51162343 | Belladonna/chlorpheniramine/ephedrine/phenobarbital
51162344 | Belladonna/chlorpheniramine/phenylephrine/phenylpropanolamine
51162345 | Belladonna/chlorpheniramine/phenylephrine/pyrilamine
51162346 | Benzocaine/phenylephrine/phenylpropanolamine
51162347 | Caffeine/pheniramine/phenylephrine/sodium citrate/sodium salicylate
51162348 | Calcium lactate/guaifenesin/hyoscyamus/phenobarbital/terpin hydrate
51162349 | Caramiphen/chlorpheniramine/isopropamide/phenylpropanolamine
51162350 | Potassium guaiacolsulfonate/promethazine
51162351 | Chlorpheniramine/methscopolamine/pseudoephedrine
51162352 | Diphenhydramine/guaifenesin/menthol/sodium citrate
51162353 | Ibuprofen/pseudoephedrine
51162354 | Magnesium salicylate/phenyltoloxamine
51162355 | Methscopolamine/pseudoephedrine
51162356 | Naproxen/pseudoephedrine
51162401 | Dextromethorphan/guaifenesin/phenylephrine
51162402 | Acetaminophen/dextromethorphan/guaifenesin/phenylephrine
51162403 | Acetaminophen/dextromethorphan/guaifenesin/phenylpropanolamine
51162404 | Acetaminophen/dextromethorphan/guaifenesin/pseudoephedrine
51162405 | Acetaminophen/dextromethorphan/phenylpropanolamine
51162406 | Acetaminophen/dextromethorphan/pseudoephedrine
51162407 | Caramiphen/phenylpropanolamine
51162408 | Dextromethorphan/guaifenesin
51162409 | Dextromethorphan/guaifenesin/phenylpropanolamine
51162410 | Dextromethorphan/phenylephrine
51162411 | Dextromethorphan/phenylpropanolamine
51162412 | Dextromethorphan/pseudoephedrine
51162413 | Ephedrine/guaifenesin
51162414 | Ephedrine/potassium iodide
51162415 | Guaifenesin/phenylephrine
51162416 | Guaifenesin/phenylephrine/phenylpropanolamine
51162417 | Guaifenesin/phenylpropanolamine
51162418 | Guaifenesin/pseudoephedrine
51162419 | Phenylephrine/phenylpropanolamine/pseudoephedrine
51162501 | Acetaminophen/dextromethorphan
51162502 | Ammonium chloride/antimony potassium tartrate/ipecac
51162503 | Ammonium chloride/antimony/guaiacolsulfonate/potassium tartrate
51162504 | Ammonium chloride/ipecac
51162505 | Ammonium chloride/ipecac/tolu balsam
51162506 | Ammonium chloride/potassium guaiacolsulfonate/terpin hydrate
51162507 | Benzocaine/dextromethorphan
51162508 | Calcium creosotate/iodine
51162509 | Carbetapentane/guaifenesin
51162510 | Dextromethorphan/glycerol, iodinated
51162511 | Dextromethorphan/terpin hydrate
51162601 | Alloclamide
51162602 | Bibenzonium
51162603 | Benzonatate
51162604 | Benproperine
51162605 | Benproperine embonate
51162606 | Benproperine pamoate
51162607 | Amicibone
51162608 | Benproperine phosphate
51162609 | Benproperine trihydrogen phosphate
51162610 | Bibenzonium bromide
51162611 | Butamirate
51162612 | Carbetapentane
51162613 | Butamirate citrate
51162614 | Caramiphen
51162615 | Clobutinol
51162616 | Chlophedianol or clofedanol
51162617 | Cloperastine
51162618 | Cloperastine fendizoate
51162619 | Cyclexanone
51162620 | Dimethoxanate
51162621 | Dipropizine or dropropizine
51162622 | Fedrilate
51162623 | Dibunate
51162624 | Dimemorfan
51162625 | Droxypropine
51162626 | Dextromethorphan
51162627 | Dimemorfan phosphate
51162628 | Fedrilate maleate
51162629 | Levopropoxyphene
51162630 | Meprotixol
51162631 | Levopropoxyphene napsilate or levopropoxyphene napsylate
51162632 | Isoaminile
51162633 | Levodropropizine
51162634 | Isoaminile citrate
51162635 | Isoaminile cyclamate
51162636 | Guaiacolsulfonate or sulfoguaiacolum
51162637 | Morclofone
51162638 | Narcotinum or noscapine
51162639 | Nepinalone
51162640 | Nonivamide
51162641 | Oxeladin
51162642 | Oxeladin citrate
51162643 | Nicocodine
51162644 | Nicodicodine
51162645 | Normethadone
51162646 | Pentoxyverine
51162647 | Pentoxyverine citrate
51162648 | Picoperine
51162649 | Viminol
51162650 | Xyloxemine
51162651 | Pipazetate or pipazethate
51162652 | Sulfogaiacol
51162653 | Tipepidine
51162654 | Prenoxdiazine
51162655 | Zipeprol
51162701 | Acetylcysteine
51162702 | Ambroxol
51162703 | Amidephrine
51162704 | Bromhexine
51162705 | Brovanexine
51162706 | Carbocisteine
51162707 | Cartasteine
51162708 | Domiodol
51162709 | Cistinexine
51162710 | Eprazinone
51162711 | Erdosteine
51162712 | Fudosteine
51162713 | Guaiacol
51162714 | Guaiacol acetate
51162715 | Guaiacol benzoate
51162716 | Guaiacol butyrate
51162717 | Guaiacol carbonate
51162718 | Guaiacol nicotinate
51162719 | Guaiacol phenylacetate
51162720 | Letosteine
51162721 | Mecysteine
51162722 | Moguisteine
51162723 | Guaiacol phosphate
51162724 | Isalsteine
51162725 | Guaiacol propionate
51162726 | Guaietolin
51162727 | Guaifenesin
51162728 | Naphazoline
51162729 | Neltenexine
51162730 | Nesosteine
51162731 | Oxedrine
51162732 | Oxymetazoline
51162733 | Prenisteine
51162734 | Pseudoephedrine
51162735 | Naphazoline nitrate
51162736 | Pseudoephedrine sulfate
51162737 | Pseudoephedrine tannate
51162738 | Sobrerol
51162739 | Stepronin
51162740 | Tasuldine
51162741 | Taurosteine
51162742 | Telmesteine
51162743 | Terpin hydrate
51162744 | Tetrahydrozoline or tetryzoline
51162745 | Tiopronin
51162746 | Tyloxapol
51162747 | Xylometazoline
51170000 | Drugs affecting the gastrointestinal system
51171500 | Antacids and antiflatulents
51171501 | Calcium carbonate
51171501 | Calcium carbonate
51171502 | Magaldrate
51171502 | Magaldrate
51171503 | Magnesium hydroxide
51171504 | Sodium bicarbonate antacids
51171505 | Simethicone
51171505 | Simethicone
51171507 | Hydrotalcite
51171507 | Hydrotalcite
51171508 | Magnesium carbonate
51171508 | Magnesium carbonate
51171509 | Betaine hydrochloride
51171510 | Magnesium trisilicate
51171510 | Magnesium trisilicate
51171511 | Algeldrate or aluminium hydroxide
51171511 | Aluminium hydroxide
51171513 | Dihydroxyaluminum sodium carbonate
51171513 | Dihydroxyaluminum sodium carbonate
51171514 | Bismuth subnitrate
51171515 | Aluminum carbonate
51171516 | Almagate
51171517 | Almasilate
51171518 | Aluminium glycinate or dihydroxyaluminum aminoacetate
51171519 | Attapulgite
51171520 | Bismuth aluminate or aluminum bismuth oxide
51171521 | Calcarea silicata
51171522 | Calcium lactate
51171523 | Carbaldrate
51171524 | Dihydroxyaluminum aminoacetate or aluminium glycinate
51171525 | Magnesium oxide
51171526 | Troxipide
51171527 | Betaine
51171528 | Betaine anhydrous
51171529 | Betaine hydrate
51171530 | Betaine hydrochloride
51171531 | Aluminium phosphate
51171600 | Laxatives
51171601 | Cascara sagrada |  | See 51461541
51171602 | Docusate calcium
51171602 | Docusate calcium
51171603 | Docusate potassium
51171603 | Docusate potassium
51171604 | Docusate sodium
51171605 | Lactulose
51171605 | Lactulose
51171606 | Magnesium sulfate
51171607 | Psyllium hydrophilic muciloid
51171607 | Psyllium hydrophilic muciloid
51171608 | Glycerine
51171608 | Glycerine
51171609 | Dehydrocholic acid
51171610 | Senna glycosides or sennosides
51171610 | Senna or sennosides
51171611 | Bisacodyl stimulant
51171612 | Methylcellulose
51171613 | Aloin
51171613 | Aloin
51171614 | Bisacodyl
51171614 | Bisacodyl
51171615 | Calcium polycarbophil or polycarbophil calcium
51171615 | Calcium polycarbophil
51171616 | Casanthranol
51171616 | Casanthranol
51171617 | Castor oil
51171617 | Castor oil
51171618 | Cisapride monohydrate
51171619 | Glycerin suppositories
51171620 | Magnesium citrate
51171621 | Metoclopramide hydrochloride
51171622 | Sodium phosphate
51171622 | Sodium phosphate
51171623 | Phenolphthalein
51171623 | Phenolphthalein
51171624 | Psyllium seed
51171626 | Potassium bitartrate
51171627 | Potassium sodium tartrate
51171627 | Potassium sodium tartrate
51171628 | Potassium phosphate
51171628 | Potassium phosphate
51171629 | Sodium sulfate
51171629 | Sodium sulfate
51171630 | Mineral oil
51171631 | Macrogol or polyethylene glycol
51171631 | Polyethylene glycol laxative preparation
51171632 | Magnesium chloride
51171633 | Lubiprostone
51171633 | Lubiprostone
51171634 | Alvimopan
51171635 | Bisoxatin
51171636 | Danthron or dantron
51171637 | Lactitol
51171638 | Methylnaltrexone
51171639 | Oxyphenisatin or oxyphenisatine
51171640 | Picosulfate
51171641 | Polyethylene glycol
51171642 | Prucalopride
51171643 | Methylcellulose
51171644 | Sulisatin
51171645 | Polyethylene glycol 400
51171646 | Alvimopan anhydrous
51171647 | Bisacodyl tannex
51171648 | Bisoxatin acetate
51171649 | Lactitol dihydrate
51171650 | Lactitol monohydrate
51171651 | Phenolphthalein glucuronide
51171652 | Prucalopride hydrochloride
51171653 | Prucalopride succinate
51171654 | Sulisatin sodium
51171655 | Sodium picosulfate
51171656 | Docusate sodium
51171700 | Antidiarrheals
51171701 | Difenoxin
51171701 | Difenoxin hydrochloride
51171702 | Loperamide
51171702 | Loperamide hydrochloride
51171703 | Paregoric
51171703 | Paregoric
51171704 | Nifuroxazide
51171704 | Nifuroxazide
51171706 | Attapulgite
51171707 | Bismuth subsalicylate
51171708 | Diphenoxylate
51171708 | Diphenoxylate hydrochloride
51171709 | Saccharomyces boulardii
51171709 | Saccharomyces boulardii
51171710 | Alosetron
51171710 | Alosetron hydrochloride
51171711 | Kaolin mixture with pectin
51171712 | Purified pectin with acidophilus
51171712 | Purified pectin with acidophilus
51171713 | Bismuth subcarbonate
51171714 | Racecadotril
51171715 | Bismuth subgallate
51171716 | Lidamidine
51171717 | Mebiquine
51171718 | Rolgamidine
51171719 | Zaldaride
51171720 | Alosetron hydrochloride
51171721 | Difenoxin hydrochloride
51171722 | Diphenoxylate hydrochloride
51171723 | Lidamidine hydrochloride
51171724 | Loperamide hydrochloride
51171725 | Loperamide oxide monohydrate
51171726 | Zaldaride maleate
51171800 | Antiemetics and antinauseants and antivertigo agents
51171801 | Dronabinol
51171802 | Granisetron hydrochloride
51171803 | Meclizine hydrochloride
51171804 | Ondansetron hydrochloride
51171805 | Trimethobenzamide
51171805 | Trimethobenzamide hydrochloride
51171806 | Metoclopramide
51171806 | Metoclopramide
51171807 | Cinnarizine
51171807 | Cinnarizine
51171808 | Difenidol or diphenidol
51171808 | Difenidol hydrochloride
51171809 | Cyclizine
51171809 | Cyclizine
51171811 | Combinational fructose dextrose and phosphoric acid
51171811 | Combinational fructose Dextrose and phosphoric acid
51171812 | Prochlorperazine
51171812 | Prochlorperazine
51171813 | Metopimazine
51171813 | Metopimazine
51171814 | Dolasetron
51171814 | Dolasetron mesylate
51171815 | Cyclizine hydrochloride
51171816 | Ondansetron
51171816 | Ondansetron
51171817 | Prochlorperazine edisylate
51171818 | Prochlorperazine maleate
51171819 | Thiethylperazine
51171819 | Thiethylperazine maleate
51171820 | Dimenhydrinate
51171820 | Dimenhydrinate
51171821 | Aprepitant
51171822 | Palonosetron
51171822 | Palonosetron hydrochloride
51171823 | Granisetron
51171823 | Granisetron base
51171824 | Bemesetron
51171825 | Acotiamide
51171826 | Alepride
51171827 | Alizapride
51171828 | Azasetron
51171829 | Azasetron hydrochloride
51171830 | Batanopride
51171831 | Cipropride
51171832 | Benzquinamide
51171833 | Bromopride
51171834 | Cannabinol or nabiximols or tetrahydrocannabinol
51171835 | Casopitant
51171836 | Cilansetron
51171837 | Flumeridone
51171838 | Fosaprepitant or ivemend
51171839 | Hydroxyzine
51171840 | Hyoscine or levo-duboisine or scopolamine
51171841 | Iprozilamine
51171842 | Denipride
51171843 | Maropitant
51171844 | Nabilone
51171845 | Nantradol
51171846 | Nonabine
51171847 | Pancopride
51171848 | Pipamazine
51171849 | Levonantradol
51171850 | Prochlorperazine mesilate
51171851 | Ricasetron
51171852 | Tinisulpride
51171853 | Tropisetron
51171854 | Ramosetron
51171855 | Clebopride
51171856 | Acetylleucine
51171857 | Fludorex
51171900 | Antiulcer and related gastrointestinal GI drugs
51171901 | Cimetidine
51171901 | Cimetidine
51171902 | Famotidine
51171902 | Famotidine
51171903 | Nizatidine
51171903 | Nizatidine
51171904 | Ranitidine hydrochloride
51171905 | Cisapride
51171905 | Cisapride
51171906 | Lansoprazole
51171906 | Lansoprazole
51171907 | Chlordiazepoxide hydrochloride or clidinium bromide combination
51171908 | Misoprostol
51171909 | Esomeprazole or omeprazole
51171909 | Omeprazole
51171910 | Pancreatin
51171910 | Pancreatin
51171911 | Sucralfate
51171911 | Sucralfate
51171912 | Cimetidine hydrochloride
51171913 | Esomeprazole magnesium trihydrate
51171914 | Pantoprazole sodium sesquihydrate
51171915 | Pantoprazole
51171915 | Pantoprazole sodium
51171916 | Rabeprazole sodium
51171916 | Rabeprazole sodium
51171917 | Ranitidine
51171917 | Ranitidine bismuth citrate
51171918 | Aluminum carbonate
51171919 | Amlexanox
51171920 | Pantopra
51171921 | Doramectin
51171922 | Tegaserod
51171922 | Tegaserod maleate
51171923 | Racecadotril
51171924 | Ramosetron
51171925 | Rebamipide
51171925 | Rebamipide
51171926 | Sevelamer
51171926 | Sevelamer
51171927 | Acetoxolone
51171928 | Bismuth subcitrate
51171929 | Bismuth tripotassium dicitrate
51171930 | Candoxatril or candoxatrilat
51171931 | Cetraxate
51171932 | Cinitapride
51171933 | Colloidal bismuth subcitrate
51171934 | Deboxamet
51171935 | Dexlansoprazole
51171936 | Disuprazole
51171937 | Ebrotidine
51171938 | Enprostil
51171939 | Esaprazole
51171940 | Fenoctimine
51171941 | Metiamide
51171942 | Gefarnate
51171943 | Glaziovine
51171944 | Irsogladine
51171945 | Isotiquimide
51171946 | Lafutidine
51171947 | Lamtidine
51171948 | Lozilurea
51171949 | Pirenzepine
51171950 | Molfarnate
51171951 | Niperotidine
51171952 | Nolinium
51171953 | Pibutidine
51171954 | Pifarnine
51171955 | Roxatidine
51171956 | Plaunotol
51171957 | Proglumide
51171958 | Propinetidine
51171959 | Proxazole
51171960 | Ramixotidine
51171961 | Rotraxate
51171962 | Ursodeoxycholic acid or ursodiol
51171963 | Spizofurone
51171964 | Sufotidine
51171965 | Benatoprazole or tenatoprazole
51171966 | Geranylgeranylacetone or teprenone
51171967 | Timoprazole
51171968 | Tiquinamide
51171969 | Tuvatidine
51171970 | Zolenzepine
51171971 | Zolimidine
51171972 | Alglucerase
51171973 | Alglucosidase alfa
51171974 | Imiglucerase
51171975 | Miglustat
51171976 | Ornithine oxoglurate
51171977 | Pancrelipase
51171978 | Pinaverium
51171979 | Sacrosidase
51171980 | Velaglucerase alfa
51171981 | Carbenoxolone
51171982 | Ranitidine bismuth citrate
51171983 | Rabeprazole
51172000 | Drugs used for gallbladder disease
51172001 | Chenodiol or chenodeoxycholic acid or chenodeoxycholic acid sodium salt
51172001 | Chenodiol
51172002 | Monoctanoin
51172003 | Ursodiol
51172004 | Dimethyl sulfoxide
51172004 | Dimethyl sulfoxide
51172005 | Fencibutirol
51172006 | Alibendol
51172007 | Azintamide
51172008 | Cholic acid
51172009 | Clanobutin
51172010 | Cyclobutyrol
51172011 | Cynarine
51172012 | Deoxycholic acid
51172013 | Febuprol
51172014 | Fenipentol
51172015 | Florantyrone
51172016 | Hymecromone
51172017 | Oxazorone
51172018 | Piprozolin or piprozoline
51172019 | Cyclobutyrol sodium
51172100 | Antispasmodics
51172101 | Mebeverine hydrochloride
51172102 | Dicycloverine hydrochloride
51172103 | Pitofenone or pitofenone hydrochloride
51172103 | Pitofenone hydrochloride
51172105 | Phloroglucinol
51172105 | Phloroglucinol
51172106 | Oxybutynin hydrochloride
51172107 | Hyoscine butylbromide
51172108 | Viquidil or viquidil hydrochloride
51172108 | Viquidil hydrochloride
51172109 | Trimebutine
51172110 | Prozapine
51172110 | Prozapine hydrochloride
51172111 | Alverine or alverine citrate or alverine hydrochloride or alverine tartrate
51172111 | Alverine
51172112 | Adiphenine or adiphenine hydrochloride or adiphenine methyl bromide
51172113 | Ambucetamide or ambucetamide hydrochloride
51172114 | Amifloverine
51172115 | Amikhelline
51172116 | Aminopromazine
51172117 | Aseripide
51172118 | Bietamiverine or bietamiverine dihydrochloride or bietamiverine hydrochloride
51172119 | Butaverine
51172120 | Ciclactate
51172121 | Darifenacin or darifenacin hydrobromide
51172122 | Denaverine or denaverine hydrochloride
51172123 | Dexsecoverine or dexsecoverine hydrochloride
51172124 | Difenoximide or difenoximide hydrochloride
51172125 | Drofenine or drofenine hydrochloride
51172126 | Drotaverine or drotaverine hydrochloride
51172127 | Elziverine
51172128 | Eperisone or eperisone hydrochloride
51172129 | Fenoverine
51172130 | Fenpipramide or fenpipramide hydrochloride
51172131 | Fenpiprane or fenpiprane hydrochloride
51172132 | Moxaverine or moxaverine hydrochloride
51172133 | Fesoterodine or fesoterodine fumarate
51172134 | Flopropione
51172135 | Heptaverine
51172136 | Meladrazine or meladrazine tartrate
51172137 | Metaxalone
51172138 | Methylchromone or tricromyl
51172139 | Milverine
51172140 | Mofloverine
51172141 | Pramiverin or pramiverine
51172142 | Ciclonium or ciclonium bromide or ciclonium iodide or cyclonium or oxapium
51172143 | Oxyphencyclimine or oxyphencyclimine hydrochloride
51172144 | Pargeverine or pargeverine hydrochloride
51172145 | Pimetremide
51172146 | Treptilamine
51172147 | Propiverine or propiverine hydrochloride
51172148 | Rociverine
51172149 | Stilonium
51172150 | Talnetant
51172151 | Tiropramide or tiropramide hydrochloride
51172152 | Trepibutone
51172153 | Trospium
51172154 | Vetrabutine or vetrabutine hydrochloride
51172155 | Anethole trithione or anetholetrithione
51172156 | Adiphenine hydrochloride
51172157 | Adiphenine methyl bromide
51172158 | Alverine citrate
51172159 | Alverine hydrochloride
51172160 | Alverine tartrate
51172161 | Ambucetamide hydrochloride
51172162 | Bietamiverine dihydrochloride
51172163 | Bietamiverine hydrochloride
51172164 | Ciclonium bromide
51172165 | Darifenacin hydrobromide
51172166 | Denaverine hydrochloride
51172167 | Dexsecoverine hydrochloride
51172168 | Difenoximide hydrochloride
51172169 | Drofenine hydrochloride
51172170 | Drotaverine hydrochloride
51172171 | Eperisone hydrochloride
51172172 | Fenpipramide hydrochloride
51172173 | Fenpiprane hydrochloride
51172174 | Fesoterodine fumarate
51172175 | Meladrazine tartrate
51172176 | Moxaverine hydrochloride
51172177 | Oxyphencyclimine hydrochloride
51172178 | Pargeverine hydrochloride
51172179 | Pitofenone hydrochloride
51172180 | Propiverine hydrochloride
51172181 | Stilonium iodide
51172182 | Tiropramide hydrochloride
51172183 | Vetrabutine hydrochloride
51172184 | Viquidil hydrochloride
51172201 | Pentosan polysulfate sodium
51172202 | Butaphosphan
51172301 | Deferoxamine
51172302 | Digoxin Immune Fab
51172303 | Dimercaprol
51172304 | Edetate disodium
51172305 | Protamine sulfate
51172306 | Sodium polystyrene sulfonate
51172307 | Trientine
51172308 | Methylene blue or methylthioninium chloride
51172309 | Antivenins
51172310 | Folinic acid or leucovorin
51172311 | Activated carbon or activated charcoal for medical use | New
51172312 | Edetate calcium disodium
51172313 | Fomepizole
51172314 | Pralidoxime
51172315 | Sodium thiosulfate or thiosulfate or thiosulphate
51172316 | Dimercaptosuccinic acid or succimer
51172317 | Copper sulfate
51172318 | Carglumic acid
51172319 | Cysteamine or mercaptamine
51172320 | Deferasirox
51172321 | Deferiprone
51172322 | Dicobalt edetate
51172323 | Glucarpidase
51172324 | Mesna
51172325 | Pentetic acid
51172326 | Sodium edetate
51172327 | Sodium lactate
51172328 | Sugammadex
51172329 | Trientine dihydrochloride
51172330 | Exopeptidase g2
51172331 | Ethylenediaminetetraacetic acid (EDTA)
51172332 | Acetohydroxamic acid
51172333 | Sugammadex sodium
51172334 | Trientine hydrochloride
51172335 | Gadopenamide
51172401 | Aluminum hydroxide/magnesium hydroxide/magnesium trisilicate
51172402 | Acidophilus/pectin
51172403 | Alginic acid/aluminum hydroxide/calcium stearate/magnesium trisilicate
51172404 | Alginic acid/aluminum hydroxide/magnesium trisilicate/sodium bicarbonate
51172405 | Alginic acid/calcium carbonate/magnesium trisilicate/sodium bica
51172406 | Alginic acid/carboxymethylcellulose sodium/sodium bicarbonate
51172407 | Aluminum hydroxide/calcium carbonate/magnesium hydroxide
51172408 | Aluminum hydroxide/magnesium carbonate
51172409 | Aluminum hydroxide/magnesium carbonate/sodium alginate
51172410 | Aluminum hydroxide/magnesium hydroxide
51172411 | Amylase/papain
51172412 | Aluminum hydroxide/magnesium hydroxide/simethicone
51172413 | Aluminum hydroxide/magnesium trisilicate
51172414 | Amylase/atropine/cellulase/hyoscyamine/lipase/phenobarbital/protease
51172415 | Amylase/atropine/lipase/protease
51172416 | Amylase/bile salts/dehydrocholic acid/lipase/pepsin/proteolytic
51172417 | Amylase/cellulase/homatropine/phenobarbital/protease
51172418 | Amylase/cellulase/hyoscyamine/lipase/phenyltoloxamine/protease
51172419 | Amylase/dehydrocholic acid/desoxycholic acid/protease
51172420 | Amylase/dehydrocholic/desoxycholic/homatropine/phenobarbital/protease
51172421 | Belladonna/kaolin/opium/pectin
51172422 | Asafetida/magnesia
51172423 | Aspirin/citric acid/sodium bicarbonate
51172424 | Atropine/butabarbital/hyoscyamine/ox bile/pepsin/scopolamine
51172425 | Atropine/difenoxin
51172426 | Atropine/diphenoxylate
51172427 | Atropine/hyoscyamine/kaolin/pectin/scopolamine
51172428 | Atropine/kaolin/phenobarbital
51172429 | Belladonna/bile salts/pancreatin/pepsin/phenobarbital
51172430 | Belladonna/dehydrocholic acid/lipase/ox bile/pancreatin/pepsin
51172431 | Bismuth subcarbonate/kaolin/pectin
51172432 | Belladonna/kaolin/pectin
51172433 | Belladonna/kaolin/pectin/sodium benzoate
51172434 | Belladonna/kaolin/phenobarbital
51172435 | Benzocaine/bismuth subnitrate/cerium oxalate
51172436 | Benzocaine/calcium carbonate/magnesium carbonate/phenobarbital
51172437 | Betaine/protease
51172438 | Bile salts/dehydrocholic acid/pancreatin/pepsin
51172439 | Bismuth hydroxide/kaolin/opium/pectin
51172440 | Bismuth subcarbonate/kaolin/opium/pectin
51172441 | Calcium carbonate/famotidine/magnesium hydroxide
51172442 | Bismuth subcarbonate/morphine
51172443 | Bismuth subgallate/kaolin/opium/pectin/zinc phenosulfonate
51172444 | Bismuth subnitrate/calcium carbonate/magnesium carbonate
51172445 | Bismuth subsalicylate/calcium carbonate
51172446 | Bismuth subsalicylate/codeine/kaolin/pectin
51172447 | Bismuth subsalicylate/kaolin/opium/pectin
51172448 | Bismuth subsalicylate/magnesium silicate/salicylic acid/sodium s
51172449 | Bismuth/calcium/opium/pectin/zinc
51172450 | Bismuth/kaolin/opium/pectin/potassium/salol/zinc
51172451 | Calcium carbonate/pectin
51172452 | Calcium carbonate/folic acid/magnesium carbonate
51172453 | Calcium carbonate/glycine
51172454 | Calcium carbonate/magnesium carbonate
51172455 | Calcium carbonate/magnesium carbonate/magnesium oxide
51172456 | Calcium carbonate/magnesium carbonate/sodium alginate
51172457 | Calcium carbonate/magnesium hydroxide
51172458 | Calcium carbonate/magnesium hydroxide/phenobarbital
51172459 | Calcium carbonate/magnesium hydroxide/simethicone
51172460 | Calcium carbonate/nux vomica/phenobarbital
51172461 | Homatropine/hyoscyamine/pancreatin/pepsin/phenobarbital/scopolam
51172462 | Homatropine/hyoscyamine/pancreatin/pepsin/phenobarbital/scopolamine
51172463 | Calcium carbonate/simethicone
51172464 | Choline/dexpanthenol
51172465 | Citric acid/simethicone/sodium bicarbonate
51172466 | Dehydrocholic acid/homatropine
51172467 | Dehydrocholic acid/homatropine/phenobarbital
51172468 | Dehydrocholic acid/pancreatin/pepsin
51172469 | Pancreatin/pyridoxine
51172470 | Homatropine/opium/pectin
51172471 | Isopropamide/prochlorperazine
51172472 | Kaolin/paregoric/pectin
51172473 | Kaolin/pectin/zinc phenolsulfonate
51172474 | Lansoprazole/naproxen
51172475 | Loperamide/simethicone
51172476 | Magaldrate/simethicone
51172477 | Nux vomica/pancreatin/papain/pepsin/phenobarbital/sodium bicarbonate
51172478 | Omeprazole/sodium bicarbonate
51172479 | Potassium bicarbonate/sodium bicarbonate
51172480 | Sodium bicarbonate/sodium citrate
51172501 | Amyl nitrite/sodium nitrite/sodium thiosulfate
51172502 | Atropine/pralidoxime
51172503 | Charcoal/ipecac
51172504 | Charcoal/sorbitol
51172505 | Chlorpheniramine/epinephrine
51172506 | Sodium chloride/sodium sulfite/sodium thiosulfate
51172601 | Dextrose/levulose/phosphoric acid
51172602 | Fructose/glucose/phosphoric acid
51172701 | Hyoscyamine/methenamine/methylene blue/phenyl salicylate/sodium salicylate
51172702 | Atropine/benzoic acid/hyoscyamine/methenamine/phenyl salicylate
51172703 | Atropine/benzoic/gelsemium/hyoscyamine/methenamine/methylene/phenobarbital
51172704 | Atropine/benzoic/hyoscyamine/methenamine/methylene/phenyl salicylate
51172705 | Atropine/hyoscyamine/phenazopyridine/scopolamine
51172706 | Belladonna/benzoic/gelsemium/methenamine/phenazopyridine/phenyl salicylate
51172707 | Belladonna/methenamine/salicylamide
51172708 | Butabarbital/hyoscyamine/phenazopyridine
51172709 | Hyoscyamine/methamine/methylene blue/phenyl salicylate/sodium bicarbonate
51172710 | Hyoscyamine/methenamine
51172711 | Hyoscyamine/methenamine/methylene/phenyl salicyl/sodium phoshate
51172712 | Hyoscyamus/phenazopyridine/sulfamethizole
51172713 | Methenamine/na biphospha/phenyl salicylate/methelene/hyoscyamine
51172801 | Benzalkonium chloride/benzocaine/zinc chloride
51172802 | Alcohol/benzoic acid/eucalyptol/methyl salicylate/thymol
51172803 | Alcohol/cetylpyridinium chloride/domiphen bromide
51172804 | Alcohol/eucalyptol/menthol/methyl salicylate/thymol
51172805 | Alcohol/fluoride
51172806 | Alcohol/gum benzoin
51172807 | Aluminum chloride/hydroxyquinoline sulfate/tetracaine
51172808 | Amyl metacresol/benzocaine/myrrh/phenol
51172809 | Benzocaine/chlorobutanol
51172810 | Benzocaine/chlorobutanol/eugenol/peruvian balsam
51172811 | Benzocaine/cinnamon oil/clove oil/eucalyptus oil/phenol
51172812 | Benzocaine/clove oil
51172813 | Benzocaine/phenol
51172814 | Benzocaine/phenol/povidone iodine
51172815 | Calcium carbonate/calcium phosphate
51172816 | Camphor/menthol/phenol
51172817 | Camphor/parachlorophenol
51172818 | Glycerin/lemon
51172819 | Carbamide peroxide/glycerol
51172820 | Cetylpyridinium chloride/chlorophyl copper complex
51172821 | Cresol/formaldehyde
51172822 | Epinephrine/zinc chloride
51172823 | Epinephrine/zinc phenolsulfonate
51172824 | Eucalyptol/menthol/thymol
51172825 | Fluoride/phosphoric acid
51172826 | Glycerin/kaolin/sodium fluoride
51172827 | Potassium nitrate/sodium fluoride
51172828 | Glycerin/phenol/sodium bicarbonate/sodium borate
51172829 | Hydrofluoric acid/phosphoric acid/sodium fluoride
51172830 | Hydrofluoric acid/sodium fluoride
51172831 | Hydrofluoric acid/sodium fluoride/stannous fluoride
51172832 | Hydrogen peroxide/povidone iodine
51172833 | Hydrogen peroxide/sodium bicarbonate
51172834 | Iodine/potassium iodide/zinc phenolsulfonate
51172835 | Paraformaldehyde/titanium dioxide/zinc oxide
51172836 | Phosphoric acid/sodium fluoride
51172837 | Sodium biphosphate/sodium fluoride
51172838 | Sodium fluoride/sodium phosphate
51172901 | Acetic acid/glycerin/oxyquinoline/ricinoleic acid
51172902 | Acetic acid/oxyquinoline
51172903 | Acetic acid/oxyquinoline/ricinoleic acid
51172904 | Cystine/inositol/methionine/sodium propionate/urea
51172905 | Dutasteride/tamsulosin
51172906 | Eucalyptus oil/menthol/methyl salicylate/phenol/sodium chloride
51172907 | Lactic acid/methyl salicylate/octoxynol 9/sodium bicarbonate
51172908 | Lactic acid/octoxynol 9/sodium lactate
51173001 | Benzocaine/bismuth subgallate/phenylmecuric nitrate/zinc oxide
51173002 | Benzocaine/camphor/ephedrine/zinc oxide
51173003 | Benzyl benzoate/bismuth/calcium/coconut oil/vegetable oil/zinc oxide
51173004 | Benzyl benzoate/bismuth/peruvian balsam/zinc oxide
51173005 | Bismuth subgallate/boric acid/zinc oxide
51173006 | Camphor/ephedrine/zinc oxide
51173007 | Hemorrhoidal/hydrocortisone
51173008 | Pramoxine/zinc oxide
51173101 | Cimetidine/dextrose
51173102 | Cimetidine/sodium chloride
51173103 | Ranitidine/sodium chloride
51173201 | Bisacodyl/magnesium citrate/phenolphthalein
51173202 | Aloe/cascara sagrada
51173203 | Asafetida/capsicum/cascara sagrada/ginger/nux vomica
51173204 | Bagenema/bisacodyl/castile soap/castor oil
51173205 | Benzocaine/docusate
51173206 | Bisacodyl/castor oil
51173207 | Bisacodyl/docusate/senna concentrate/senna extract/sucrose
51173208 | Bisacodyl/electrolytes/peg-3350
51173209 | Bisacodyl/magnesium citrate
51173210 | Bisacodyl/magnesium citrate/magnesium sulfate/senna/sucrose
51173211 | Carboxymethylcellulose/docusate/phenolphthalein
51173212 | Bisacodyl/phospho soda
51173213 | Bisacodyl/phospho-soda
51173214 | Bisacodyl/tannic acid
51173215 | Bryonia/hydrastis/phenolphthalein
51173216 | Calcium pantothenate/danthron
51173217 | Calcium pantothenate/danthron/docusate
51173218 | Capsicum/cascara sagrada/ginger/nux vomica
51173219 | Carboxymethylcellulose/casanthranol/docusate
51173220 | Carboxymethylcellulose/docusate
51173221 | Magnesium hydroxide/mineral oil
51173222 | Casanthranol/docusate
51173223 | Cascara/mineral oil
51173224 | Danthron/docusate
51173225 | Dehydrocholic acid/docusate
51173226 | Dehydrocholic acid/docusate/phenolphthalein
51173227 | Docusate/phenolphthalein
51173228 | Docusate/sennosides
51173229 | Galactose/lactose/lactulose
51173230 | Magnesium citrate/phenolphthalein/potassium bitartrate/sodium bicarbonate
51173231 | Magnesium sulfate/potassium sulfate/sodium sulfate
51173232 | Mineral oil/phenolphthalein
51173233 | Potassium bitartrate/sodium bicarbonate
51173301 | Alcloxa/pramoxine/witch hazel
51180000 | Hormones and hormone antagonists
51181500 | Antidiabetic agents and hyperglycemic agents
51181501 | Acarbose
51181502 | Acetohexamide
51181503 | Chlorpropamide
51181504 | Glimepiride
51181505 | Glipizide
51181506 | Insulin
51181508 | Glucagon
51181509 | Gliclazide
51181510 | Phenformin hydrochloride
51181511 | Buformin
51181513 | Nateglinide
51181514 | Pancreatic extract
51181515 | Tolbutamide
51181516 | Glibenclamide or glyburide
51181517 | Metformin hydrochloride
51181519 | Miglitol
51181520 | Pioglitazone hydrochloride
51181521 | Repaglinide
51181522 | Rosiglitazone maleate
51181523 | Tolazamide
51181524 | Troglitazone
51181525 | Mosapride
51181526 | Epalrestat
51181526 | Epalrestat
51181527 | Voglibose
51181528 | Exenatide
51181538 | Fidarestat
51181539 | Gliamilide
51181546 | Glisamuride
51181548 | Imirestat
51181553 | Minalrestat
51181565 | Ponalrestat
51181576 | Zenarestat
51181577 | Zopolrestat
51181600 | Thyroid and antithyroid drugs
51181601 | Levothyroxine sodium
51181602 | Liothyronine
51181602 | Liothyronine sodium
51181603 | Liotrix
51181603 | Liotrix
51181604 | Thyroid-stimulating hormone or thyrotropin or thyrotropin alfa
51181604 | Thyrotropin
51181605 | Methimazole
51181605 | Methimazole
51181606 | Propylthiouracil
51181606 | Propylthiouracil
51181607 | Potassium iodide
51181607 | Potassium iodide
51181608 | Levothyroxine or thyroxine or triiodothyronine
51181608 | Levothyroxine
51181609 | Sodium iodide
51181610 | Montirelin
51181611 | Azetirelin
51181612 | Benzylthiouracil
51181613 | Calcitonin
51181614 | Carbimazole
51181615 | Dibromotyrosine
51181616 | Diiodotyrosine
51181617 | Methylthiouracil
51181618 | Potassium perchlorate
51181619 | Thiouracil
51181620 | Thyromedan or tyromedan
51181621 | Thyrotropin-releasing hormone (trh) or thyrotropin-releasing factor (trf) or thyroliberin or protirelin
51181622 | Tiratricol
51181623 | Elcatonin
51181624 | Calcitonin human
51181625 | Calcitonin salmon
51181626 | Liothyronine hydrochloride
51181627 | Liothyronine sodium
51181628 | Protirelin tartrate
51181629 | Levothyroxine sodium
51181630 | Thiamazole
51181631 | Dextrothyroxine sodium
51181700 | Corticosteroids
51181701 | Betamethasone
51181702 | Corticotropin
51181703 | Cosyntropin
51181704 | Dexamethasone
51181705 | Flunisolide
51181706 | Hydrocortisone
51181707 | Methylprednisolone
51181708 | Prednisolone
51181709 | Triamcinolone
51181710 | Desoximetasone
51181711 | Meprednisone
51181712 | Risedronic acid
51181713 | Prednisone
51181714 | Prednicarbate
51181715 | Cortisone
51181716 | Cortivazol
51181717 | Desoxycortone acetate
51181718 | Deflazacort
51181719 | Fluocinolone acetonide
51181720 | Diflorasone diacetate
51181721 | Corticorelin ovine triflutate
51181722 | Fluticasone
51181723 | Hydrocortisone acetate
51181724 | Hydrocortisone buteprate
51181725 | Hydrocortisone butyrate
51181726 | Hydrocortisone sodium phosphate
51181727 | Hydrocortisone valerate
51181728 | Methylprednisolone acetate
51181729 | Methylprednisolone sodium succinate
51181730 | Prednisolone acetate
51181731 | Triamcinolone acetonide
51181732 | Triamcinolone diacetate
51181733 | Triamcinolone hexacetonide
51181734 | Alclometasone dipropionate
51181735 | Halobetasol propionate
51181736 | Fluorometholone
51181737 | Halcinonide
51181738 | Fludrocortisone acetate
51181739 | Rimexolone
51181740 | Dexamethasone sodium phosphate
51181741 | Loteprednol etabonate
51181742 | Clobetasol propionate
51181743 | Clocortolone pivalate
51181744 | Fluocinonide
51181745 | Flurandrenolide
51181746 | Amcinonide
51181747 | Hydrocortisone probutate
51181748 | Medrysone
51181749 | Mometasone furoate
51181750 | Desonide
51181751 | Prednisolone sodium phosphate
51181752 | Beclomethasone dipropionate
51181753 | Cortisone acetate
51181754 | Betamethasone dipropionate
51181755 | Betamethasone valerate
51181756 | Melengestrol acetate
51181800 | Estrogens and progestins and internal contraceptives
51181801 | Chlorotrianisene
51181802 | Estrone
51181803 | Estrogens conjugated
51181804 | Estropipate
51181805 | Levonorgestrel
51181806 | Megestrol acetate
51181807 | Ethinyl estradiol
51181808 | Mestranol
51181810 | Chlormadinone acetate
51181811 | Desogestrel and ethinyl estradiol
51181812 | Dienestrol
51181813 | Estradiol
51181814 | Ethisterone
51181815 | Estradiol and norethisterone acetate
51181816 | Hydroxyestrone diacetate
51181817 | Promestriene
51181818 | Progesterone
51181819 | Promegestone
51181820 | Gestrinone
51181821 | Estradiol cypionate
51181822 | Estradiol valerate
51181823 | Esterified estrogen
51181824 | Ethynodiol diacetate
51181825 | Diethylstilbestrol diphos
51181826 | Hydroxyprogesterone caproate
51181827 | Medroxyprogesterone acetate
51181828 | Norethindrone
51181829 | Norethindrone acetate
51181830 | Norgestimate
51181831 | Norgestrel
51181832 | Etonogestrel and ethinyl estradiol combination
51181833 | Ethinyl estradiol and ethynodiol diacetate combination
51181834 | Norethindrone and ethinyl estradiol combination
51181835 | Altrenogest
51181836 | Gestodene
51181900 | Gonadotropic hormones and ovarian stimulants and inhibitors
51181901 | Choriogonadotropin alfa or chorionic gonadotropin
51181901 | Chorionic gonadotropin
51181902 | Danazol
51181903 | Gonadorelin acetate
51181904 | Histrelin acetate
51181905 | Menotropin
51181905 | Menotropins
51181906 | Urofollitropin
51181906 | Urofollitropin
51181908 | Fosfestrol sodium
51181911 | Clomiphene citrate
51181912 | Follitropin or follitropin alfa and follitropin beta
51181912 | Follitropin
51181913 | Gonadorelin hydrochloride
51181914 | Lynestrenol or lynoestrenol
51181914 | Lynoestrenol
51181915 | Epimestrol
51181916 | Acefluranol
51181917 | Buserelin
51181918 | Clometerone or clometherone
51181919 | Clomifene or clomiphene
51181920 | Cyclofenil
51181921 | Enclomifene
51181922 | Ganirelix
51181923 | Nitromifene
51181924 | Panomifene
51181925 | Zuclomifene or zuclomiphene
51181926 | Buserelin acetate
51181927 | Clomifene citrate
51181928 | Cyclofenil diphenol
51181929 | Ganirelix acetate
51181930 | Nitromifene citrate
51182000 | Androgens and androgen inhibitors
51182001 | Finasteride
51182001 | Finasteride
51182002 | Testosterone
51182002 | Testosterone
51182003 | Testosterone cypionate
51182004 | Testosterone enanthate
51182005 | Testosterone propionate
51182006 | Trenbolone
51182006 | Trenbolone Acetate
51182007 | Methandriol
51182007 | Methandriol
51182008 | Fluoxymesterone
51182008 | Fluoxymesterone
51182009 | Methyltestosterone
51182009 | Methyltestosterone
51182010 | Nandrolone
51182010 | Nandrolone decanoate
51182011 | Nandrolone phenpropionate
51182012 | Androstenolone or dehydroepiandrosterone or DHEA or prasterone
51182012 | Prasterone
51182013 | Stanozolol
51182013 | Stanozolol
51182014 | Dutasteride
51182014 | Dutasteride
51182015 | Cloxotestosterone
51182016 | Alfatradiol
51182017 | Androstanolone or dht or dihydrotestosterone
51182018 | Androstenediol
51182019 | Androstenedione
51182020 | Bolandiol
51182021 | Bolasterone
51182022 | Clostebol
51182023 | Mebolazine
51182024 | Danazol
51182025 | Enestebol
51182026 | Ethylestrenol
51182027 | Flutamide
51182028 | Formebolone
51182029 | Furazabol
51182030 | Norboletone or norbolethone
51182031 | Mesterolone
51182032 | Metandienone or methandrostenolone or methandienone
51182033 | Metenolone
51182034 | Mibolerone
51182035 | Nilutamide
51182036 | Oxymetholone
51182037 | Norclostebol
51182038 | Norethandrolone
51182039 | Normethandrone
51182040 | Oxabolone
51182041 | Oxandrolone
51182042 | Oxymesterone
51182043 | Propetandrol
51182044 | Quinbolone
51182045 | Rosterolone
51182046 | Roxibolone
51182047 | Tibolone
51182048 | Bolandiol dipropionate
51182049 | Clostebol propionate
51182050 | Metenolone acetate
51182051 | Metenolone enantate
51182052 | Methandriol diacetate
51182053 | Methandriol dipropionate
51182054 | Nandrolone benzoate
51182055 | Nandrolone cyclohexanecarboxylate
51182056 | Nandrolone cyclohexylpropionate
51182057 | Nandrolone cyclotate
51182058 | Nandrolone decanoate
51182059 | Nandrolone furylpropionate
51182060 | Nandrolone phenpropionate
51182061 | Nandrolone propionate
51182062 | Nandrolone undecylate
51182063 | Oxabolone cipionate
51182064 | Prasterone sodium sulfate
51182065 | Prasterone sulfate
51182066 | Testosterone benzoate
51182067 | Testosterone cipionate
51182068 | Testosterone cyclopentanepropionate
51182069 | Testosterone cypionate
51182070 | Testosterone enantate
51182071 | Testosterone enanthate
51182072 | Testosterone heptanoate
51182073 | Testosterone hexahydrobenzoate
51182074 | Testosterone phenylacetate
51182075 | Testosterone propionate
51182076 | Testosterone undecanoate
51182077 | Testosterone undecylate
51182078 | Trenbolone acetate
51182079 | Trenbolone cyclohexylmethylcarbonate
51182100 | Posterior pituitary hormones
51182101 | Desmopressin
51182101 | Desmopressin acetate
51182102 | Argipressin or vasopressin
51182102 | Vasopressin
51182103 | Conivaptan
51182104 | Felypressin
51182105 | Lypressin
51182106 | Terlipressin
51182107 | Conivaptan hydrochloride
51182108 | Desmopressin acetate
51182109 | Desmopressin acetate anhydrous
51182110 | Desmopressin acetate trihydrate
51182200 | Drugs for inducing labor
51182201 | Dinoprostone
51182201 | Dinoprostone
51182202 | Methylergometrine or methylergonovine
51182202 | Methylergonovine maleate
51182203 | Oxytocin
51182203 | Oxytocin
51182204 | Ergometrine or ergonovine
51182204 | Ergonovine maleate
51182205 | Doxaprost
51182206 | Atosiban
51182207 | Carbetocin
51182208 | Carboprost
51182209 | Deaminooxytocin or demoxytocin
51182210 | Dinoprost
51182211 | Epostane
51182212 | Mepitiostane
51182213 | Meteneprost
51182214 | Misoprostol
51182215 | Atosiban acetate
51182216 | Carboprost methyl
51182217 | Carboprost methyl ester
51182218 | Carboprost trometamol
51182219 | Carboprost tromethamine
51182220 | Dinoprost trometamol
51182221 | Dinoprost tromethamine
51182222 | Ergometrine maleate
51182223 | Oxytocin citrate
51182300 | Growth hormones and their inhibitors
51182301 | Somatrem
51182301 | Somatrem
51182302 | Human growth hormone or somatotropin or somatropin
51182302 | Somatropin
51182303 | Somatostatin
51182303 | Somatostatin
51182304 | Octreotide acetate
51182305 | Egrifta or tesamorelin
51182306 | Tesamorelin acetate
51182400 | Calcium salts and calcium regulators
51182401 | Calcium chloride
51182401 | Calcium chloride
51182403 | Calcium gluconate
51182404 | Calcium lactate
51182405 | Dibase calcium phosphate
51182405 | Dibase calcium phosphate
51182406 | Alendronic acid or alendronate sodium
51182406 | Alendronate sodium
51182407 | Calcitonin
51182408 | Cellulose sodium phosphate
51182408 | Cellulose sodium phosphate
51182409 | Gallium nitrate
51182410 | Etidronate
51182410 | Etidronate disodium
51182411 | Nandrolone
51182412 | Tribasic calcium phosphates
51182412 | Tribasic calcium phosphates
51182413 | Calcium glycerophosphate or calcium glycero phosphate
51182413 | Calcium glycero phosphate
51182415 | Zoledronic acid
51182415 | Zoledronic acid
51182416 | Pamidronate disodium or pamidronic acid
51182416 | Pamidronate disodium
51182417 | Risedronate sodium or risedronic acid
51182417 | Risedronate sodium
51182418 | Calcium acetate
51182418 | Calcium acetate
51182419 | Calcium glucoheptonate or calcium gluceptate
51182420 | Dihydrotachysterol
51182421 | Nitrendipine
51182422 | Benidipine hcl
51182423 | Ibandronate or ibandronic acid
51182423 | Ibandronate
51182424 | Raloxifene hcl
51182425 | Butedronic acid
51182426 | Cinacalcet
51182427 | Clodronate or clodronic acid
51182428 | Denosumab
51182429 | Strontium ranelate
51182430 | Etidronic acid
51182431 | Ipriflavone
51182432 | Minodronic acid
51182433 | Neridronic acid
51182434 | Olpadronic acid
51182435 | Teriparatide
51182436 | Tiludronic acid
51182437 | Cinacalcet hydrochloride
51182438 | Teriparatide acetate
51182439 | Teriparatide recombinant human
51182440 | Sodium cellulose phosphate
51182501 | Levothyroxine/liothyronine
51182601 | Diethylstilbestrol/methyltestosterone
51182701 | Glimepiride/pioglitazone
51182702 | Glimepiride/rosiglitazone
51182703 | Glipizide/metformin
51182704 | Glyburide/metformin
51182705 | Metformin/pioglitazone
51182706 | Metformin/repaglinide
51182707 | Metformin/rosiglitazone
51182708 | Metformin/saxagliptin
51182709 | Metformin/sitagliptin
51182801 | Dextrose/oxytocin
51182901 | Calcium glycerophosphate/phosphoric acid/sodium glycerophosphate
51183001 | Corticotropin/zinc hydroxide
51183101 | Alrestatin
51183102 | Alrestatin sodium
51183103 | Benfluorex
51183104 | Benfluorex hydrochloride
51183105 | Gliflumide
51183106 | Glycodiazine or glymidine
51183107 | Glymidine sodium
51183108 | Glypinamide
51183109 | Glyprothiazol
51183110 | Ingliforib
51183111 | Meglitinide
51183112 | Thiohexamide
51183113 | Tolpyrramide
51183201 | Alogliptin
51183202 | Alogliptin benzoate
51183203 | Isaglidole
51183204 | Tolrestat
51183301 | Linagliptin
51183302 | Saxagliptin
51183303 | Sitagliptin
51183304 | Vildagliptin
51183305 | Saxagliptin anhydrous
51183306 | Sitagliptin phosphate
51183307 | Saxagliptin hydrochloride
51183308 | Sitagliptin phosphate hydrate
51183309 | Saxagliptin monohydrate
51183401 | Aminoguanidine or pimagedine | New
51183402 | Mitiglinide
51183403 | Nateglinide
51183404 | Repaglinide
51183405 | Mitiglinide calcium
51183406 | Mitiglinide calcium dihydrate
51183407 | Mitiglinide calcium hydrate
51183501 | Benfosformin
51183502 | Buformin
51183503 | Etoformin
51183504 | Linogliride
51183505 | Metformin
51183506 | Benfosformin anhydrous
51183507 | Buformin hydrochloride
51183508 | Metformin embonate
51183509 | Metformin glycinate
51183510 | Metformin hydrochloride
51183511 | Phenformin
51183512 | Metformin orotate
51183513 | Phenformin hydrochloride
51183601 | Exenatide
51183602 | Glucagon
51183603 | Insulin
51183604 | Exenatide synthetic
51183605 | Glucagon hydrochloride
51183606 | Insulin argine
51183607 | Insulin aspart
51183608 | Insulin beef
51183609 | Insulin detemir
51183610 | Insulin glargine
51183611 | Liraglutide
51183612 | Pancreatic extract
51183613 | Insulin glulisine
51183614 | Insulin human
51183615 | Insulin lispro
51183616 | Insulin peglispro
51183617 | Insulin porcine
51183618 | Insulin pork
51183619 | Pramlintide
51183620 | Pramlintide acetate
51183621 | Invert sugar
51183701 | Ciglitazone
51183702 | Netoglitazone
51183703 | Pioglitazone
51183704 | Rivoglitazone
51183705 | Rosiglitazone
51183706 | Pioglitazone hydrochloride
51183707 | Rivoglitazone hydrochloride
51183708 | Rosiglitazone maleate
51183709 | Troglitazone
51183801 | Acarbose
51183802 | Miglitol
51183803 | Voglibose
51183901 | Farglitazar
51183902 | Ragaglitazar
51183903 | Tesaglitazar
51184001 | Acetohexamide
51184002 | Carbutamide
51184003 | Chlorpropamide
51184004 | Glibenclamide or glyburide
51184005 | Glibornuride
51184006 | Glicaramide
51184007 | Gliclazide
51184008 | Glipalamide
51184009 | Glipizide
51184010 | Gliquidone
51184011 | Glisolamide
51184012 | Glisoxepid or glisoxepide
51184013 | Glybuthiazol
51184014 | Metahexamide
51184015 | Tolazamide
51184016 | Tolbutamide
51190000 | Agents affecting water and electrolytes
51191500 | Diuretics
51191501 | Chlorothiazide
51191501 | Chlorothiazide
51191502 | Chlortalidone or chlorthalidone
51191502 | Chlorthalidone
51191503 | Metolazone
51191503 | Metolazone
51191504 | Bumetanide
51191504 | Bumetanide
51191505 | Ethacrynate sodium
51191505 | Ethacrynate sodium
51191506 | Amiloride
51191506 | Amiloride hydrochloride
51191507 | Spironolactone
51191507 | Spironolactone
51191508 | Triamterene
51191508 | Triamterene
51191509 | Mannitol
51191509 | Mannitol
51191510 | Furosemide
51191511 | Canrenoate potassium or canrenone or potassium canrenoate
51191511 | Canrenoate potassium
51191512 | Lasitone
51191513 | Bendroflumethiazide
51191514 | Ethacrynic acid
51191515 | Hydrochlorothiazide
51191515 | Hydrochlorothiazide
51191516 | Hydroflumethiazide
51191516 | Hydroflumethiazide
51191517 | Isosorbide
51191517 | Isosorbide
51191518 | Methyclothiazide
51191518 | Methyclothiazide
51191519 | Pamabrom
51191519 | Pamabrom
51191520 | Polythiazide
51191520 | Polythiazide
51191521 | Torsemide
51191522 | Trichlormethiazide
51191523 | Urea osmotic diuretic
51191523 | Urea osmotic diuretic
51191524 | Amisometradine
51191526 | Aditeren
51191527 | Alipamide
51191528 | Althiazide or altizide
51191529 | Amanozine
51191530 | Aminometradine
51191531 | Azolimine
51191532 | Bemitradine
51191533 | Benzthiazide
51191534 | Besulpamide
51191535 | Brocrinat
51191536 | Chlormerodrin
51191537 | Dehydrocholic acid
51191538 | Cicletanine
51191539 | Clazolimine
51191540 | Clofenamide
51191541 | Clopamide
51191542 | Clorexolone
51191543 | Cyclopenthiazide
51191544 | Cyclothiazide
51191545 | Epithiazide or epitizide
51191546 | Etacrynic acid or ethacrynic acid
51191547 | Ethiazide
51191548 | Fenquizone
51191549 | Frusemide or furosemide
51191550 | Furterene
51191551 | Mebutizide
51191552 | Hydroxindasate
51191553 | Indapamide
51191554 | Isosorbide dinitrate
51191555 | Isosorbide mononitrate
51191556 | Lemidosul
51191557 | Prorenoate
51191558 | Mefruside
51191559 | Mersalyl
51191560 | Methazolamide
51191561 | Meticrane
51191562 | Triflocin
51191563 | Quincarbate
51191564 | Quinethazone
51191565 | Sitalidone
51191566 | Sodium acetate
51191567 | Sulosemide
51191568 | Theobromide or theobromine or xantheose
51191569 | Tizolemide
51191570 | Xipamide
51191571 | Zidapamide
51191572 | Amiloride hydrochloride
51191573 | Amiloride hydrochloride anhydrous
51191574 | Chlorothiazide sodium
51191575 | Cicletanine hydrochloride
51191576 | Furosemide sodium
51191577 | Furosemide xantinol
51191578 | Mannitol myleran
51191579 | Mersalyl sodium
51191580 | Prorenoate potassium
51191581 | Theobromine magnesium oleate
51191582 | Theobromine sodium salicylate
51191583 | Triflocin sodium
51191600 | Electrolytes
51191601 | Dextrose
51191602 | Sodium chloride electrolytes
51191602 | Sodium chloride electrolytes
51191603 | Total parenteral alimentation or total parenteral nutrition TPN
51191603 | Total parenteral alimentation or nutrition TPN solutions
51191604 | Lactated ringers solution
51191604 | Lactated ringers solution
51191605 | Sterile water for injection
51191605 | Sterile water for injection
51191606 | Cupric chloride
51191606 | Cupric chloride
51191700 | Alkalinizing agents
51191701 | Trometamol or tromethamine
51191701 | Tromethamine
51191702 | Sodium lactate
51191703 | Sodium acetate
51191704 | Multiple electrolyte solutions
51191704 | Multiple electrolyte solutions
51191705 | Citric acid and potassium citrate combination
51191705 | Citric acid and potassium citrate combination
51191706 | Citric acid and sodium citrate combination
51191706 | Citric acid and sodium citrate combination
51191707 | Trometamol or tromethamine hydrochloride
51191800 | Potassium salts
51191801 | Potassium bicarbonate
51191802 | Potassium chloride
51191802 | Potassium chloride
51191803 | Potassium gluconate
51191804 | Potassium acetate
51191804 | Potassium acetate
51191805 | Potassium citrate
51191805 | Potassium supplement
51191900 | Dietary supplements and nutritional therapy products
51191901 | Residue of maize germ
51191902 | Amino acid supplements
51191903 | Phentermine
51191904 | Phospholipids
51191904 | Phospholipids
51191905 | Vitamin supplements
51191906 | Oral rehydration solution
51191907 | Ammonium molybdate
51191908 | Orlistat
51191909 | Thiamine
51191909 | Thiamine
51191910 | Calcitriol
51191911 | Retinol
51191912 | Idebenone
51191913 | Acitretin
51191914 | Calcium glucoheptonate or calcium gluceptate
51191915 | Calcium gluconate
51191916 | Dihydrotachysterol
51191917 | Ferrous sulfate
51191918 | Folic acid
51191919 | Iron sucrose
51191920 | Niacinamide or nicotinamide
51191921 | Nicorandil
51191922 | Tocofersolan
51191923 | Tretinoin
51191924 | Ademetionine
51191925 | Fluoride
51191926 | Hydroxydecyl ubiquinone or idebenone
51191928 | Acetylcarnitine
51191930 | Niacinamide hydrochloride
51191932 | Thiamine bromide
51191934 | Thiamine chloride hydrochloride
51191936 | Thiamine disulfide
51191938 | Thiamine disulfide nitrate
51191940 | Thiamine disulfide phosphate
51191942 | Thiamine hydrochloride
51191944 | Thiamine monochloride
51191946 | Thiamine mononitrate
51191948 | Thiamine monophosphate chloride
51191950 | Thiamine monophosphate disulfide
51191952 | Thiamine nitrate
51191954 | Thiamine propyl disulfide
51191956 | Thiamine pyrophosphate chloride
51191958 | Thiamine tetrahydrofurfuryl disulfide hydrochloride
51191960 | Thiamine triphosphate
51191962 | Thiamine triphosphorate
51191964 | Tretinoin tocoferil
51192001 | Allopurinol
51192002 | Colchicine
51192003 | Probenecid
51192004 | Sulfinpyrazone
51192005 | Benzbromarone
51192006 | Neocinchophen
51192007 | Amflutizole
51192008 | Febuxostat
51192009 | Halofenate
51192010 | Irtemazole
51192011 | Isobromindione
51192012 | Nicoxamat
51192013 | Oxipurinol or oxypurinol
51192014 | Rasburicase
51192015 | Seclazone
51192016 | Thiopurinol or tisopurine
51192017 | Pegloticase
51192018 | Allopurinol riboside
51192019 | Allopurinol sodium
51192020 | Probenecid sodium
51192101 | Colchicine/probenecid
51192201 | Amiloride/hydrochlorothiazide
51192202 | Bendroflumethiazide/potassium chloride
51192203 | Hydrochlorothiazide/spironolactone
51192204 | Hydrochlorothiazide/triamterene
51192301 | Chromic chloride/cupric sulfate/manganese sulfate/zinc sulfate
51192302 | Acetate/calcium/chloride/gluconate/magnesium/potassium/sodium
51192303 | Acetate/calcium/chloride/gluconate/magnesium/potassium/sodium/sugar
51192304 | Ammonium chloride/potassium citrate/potassium gluconate
51192305 | Calcium carbonate/sodium fluoride
51192306 | Calcium/chloride/gluconate/magnesium/potassium/sodium/sulfate
51192307 | Chromic chloride/cupric chloride/manganese chloride/selenium/zinc chloride
51192308 | Chromic chloride/cupric chloride/manganese chloride/zinc chloride
51192309 | Chromic chloride/cupric chloride/manganese sulfate/selenium/zinc
51192310 | Chromic chloride/cupric sulfate/manganese sulfate/selenium/zinc
51192311 | Chromic sulfate/cupric sulfate/manganese sulfate/selenium/zinc
51192312 | Chromic sulfate/cupric sulfate/manganese sulfate/zinc sulfate
51192313 | Potassium chloride/sodium chloride
51192314 | Potassium chloride/sodium chloride/tromethamine
51192401 | Ascorbic acid/cyanocobalamin/ferrous gluconate/intrinsic factor
51192402 | Alanine/glutamic acid/glycine/thiamine
51192403 | Aluminum hydroxide/ferrous sulfate/magnesium hydroxide
51192404 | Ascorbic acid/bioflavonoids
51192405 | Ascorbic acid/bioflavonoids/calcium
51192406 | Ascorbic acid/citrus bioflavonoids/hesperidin complex/rutin
51192407 | Ascorbic acid/cyanocobalamin/ferrous fumarate
51192408 | Ascorbic acid/cyanocobalamin/ferrous fumarate/folic acid/intrins
51192409 | Ascorbic acid/cyanocobalamin/ferrous gluconate/folic acid/gold
51192410 | Ascorbic acid/niacin
51192411 | Ascorbic acid/cyanocobalamin/folic acid/iron
51192412 | Ascorbic acid/docusate/ferrous fumarate
51192413 | Ascorbic acid/ferrous fumarate
51192414 | Ascorbic acid/ferrous fumarate/folic acid
51192415 | Ascorbic acid/ferrous sulfate
51192416 | Ascorbic acid/ferrous sulfate/folic acid
51192417 | Ascorbic acid/folic acid/iron
51192418 | Ascorbic acid/hesperidin
51192419 | Ascorbic acid/iron
51192420 | Calcium citrate/glutamic acid
51192421 | Ascorbic acid/rose hips
51192422 | Ascorbic acid/zinc
51192423 | Beta carotene/vitamin a
51192424 | Calciuim lactate/thiamine
51192425 | Calcium carbonate/calcium gluconate/calciucm lactate/vitamin d
51192426 | Calcium carbonate/ferrous fumarate/vitamin d
51192427 | Calcium carbonate/magnesium carbonate/vitamin d
51192428 | Calcium carbonate/minerals/vitamin d
51192429 | Calcium carbonate/vitamin d
51192430 | Cyanocobalamin/intrinsic factor
51192431 | Calcium citrate/vitamin a/vitamin d
51192432 | Calcium glycerophosphate/calcium levulinate
51192433 | Cholecalciferol/fish oil
51192434 | Citric acid/potassium citrate/sodium citrate
51192435 | Cyanocobalamin/folic acid
51192436 | Cyanocobalamin/folic acid/iron
51192437 | Cyanocobalamin/folic acid/liver
51192438 | Cyanocobalamin/folic acid/pyridoxine
51192439 | Glycine/niacin
51192440 | Cyanocobalamin/iron/liver
51192441 | Cyanocobalamin/thiamine
51192442 | Ferrous fumarate/folic acid
51192443 | Ferrous sulfate/folic acid
51192444 | Fluoride/iron/vitamin a/vitamin c/vitamin d
51192445 | Folic acid/iron
51192446 | Folic acid/iron/multivitamins
51192447 | Niacin/rice bran
51192448 | Glycine/niacin/pyridoxine
51192449 | Iron/multivitamins/procaine
51192450 | Iron/multivitamins/sorbitol
51192451 | Magnesium chloride/sodium chloride
51192452 | Magnesium oxide/pyridoxine
51192453 | Minerals/multivitamins/testosterone
51192454 | Multivitamins/testosterone
51192455 | Niacin/pantothenic acid/pyridoxine/riboflavin/thiamine
51192456 | Niacin/riboflavin/thiamine
51192457 | Pyridoxine/thiamine
51192501 | Carboprost/tromethamine
51192601 | Amifostine/mannitol
51200000 | Immunomodulating drugs
51201500 | Immunosuppressants
51201501 | Azathioprine
51201502 | Cyclosporine
51201503 | Mycophenolate mofetil
51201504 | Tacrolimus
51201505 | Antilymphocyte
51201506 | Defibrotide
51201507 | Aldesleukin
51201508 | Basiliximab
51201509 | Daclizumab
51201510 | Imiquimod
51201511 | Muromonab CD3
51201512 | Mycophenolate mofetil hydrochloride
51201513 | Peginterferon
51201514 | Pimecrolimus
51201515 | Sirolimus
51201516 | Antilymphocyte or lymphocyte immune globulin
51201516 | Antilymphocyte or lymphocyte immune globulin
51201517 | Guanidine
51201517 | Guanidine hydrochloride
51201518 | Azathioprine sodium
51201519 | Alefacept
51201523 | Anakinra
51201539 | Efalizumab
51201544 | Glucosamine hcl
51201545 | Gusperimus
51201547 | Isatoribine
51201564 | Sodium aurothiosulfate or sodium aurotiosulfate
51201569 | Atlizumab or tocilizumab
51201600 | Vaccines and antigens and toxoids
51201601 | Anthrax antigen
51201601 | Anthrax antigen
51201602 | Brucella antigen
51201602 | Brucella antigen
51201603 | Cholera vaccine
51201604 | Diphteria vaccine
51201604 | Diphteria
51201605 | Encephalitis virus vaccine
51201605 | Encephalitis virus vaccine
51201606 | Hemophilus influenzae vaccine
51201606 | Hemophilus influenzae
51201607 | Hepatitis B virus vaccine
51201607 | Hepatitis B virus vaccine
51201608 | Influenza virus vaccine
51201608 | Influenza virus vaccine
51201609 | Measles virus vaccine
51201609 | Measles virus vaccine
51201610 | Meningococcal vaccine
51201610 | Meningococcal vaccine
51201611 | Morbilli
51201612 | Mumps virus vaccine
51201612 | Mumps virus vaccine
51201613 | Parotitis vaccine
51201613 | Parotitis
51201614 | Pertussis vaccine
51201614 | Pertussis vaccine
51201615 | Pneumococcal vaccine
51201615 | Pneumococcal vaccine
51201616 | Poliovirus vaccine
51201616 | Poliovirus vaccine
51201617 | Rabies vaccine
51201617 | Rabies vaccine
51201618 | Rota virus vaccine
51201618 | Rota virus
51201619 | Rubella virus vaccine
51201619 | Rubella virus vaccine
51201620 | Smallpox vaccine
51201620 | Smallpox
51201621 | Tetanus vaccine
51201621 | Tetanus toxoid
51201622 | Tuberculosis
51201623 | Typhoid vaccine
51201623 | Typhoid vaccine
51201624 | Varicella virus vaccine
51201624 | Varicella virus vaccine
51201625 | Yellow fever vaccine
51201625 | Yellow fever vaccine
51201626 | Hepatitis A virus vaccine
51201626 | Hepatitis a
51201627 | Haemophilus B vaccine
51201627 | Haemophilus B vaccine
51201628 | Measles and mumps and rubella virus vaccine
51201628 | Measles and mumps and rubella virus vaccine
51201629 | Diphtheria and tetanus toxoids absorbed
51201629 | Diphtheria and tetanus toxoids absorbed
51201631 | Diptheria and tetanus toxoids and acellular pertussis vaccine
51201631 | Diptheria and tetanus toxoids and acellular pertussis vaccine
51201632 | Diptheria and tetanus and wholecell pertussis vaccine
51201632 | Diptheria and tetanus and wholecell pertussis
51201633 | Haemophilus influenzae b with diptheria and tetanus and acellular pertussis
51201633 | Haemophilus influenzae b with diptheria and tetanus and acellular pertussis
51201634 | Haemophilus influenzae B with diptheria and tetanus and wholecell pertussis conjugated vaccine
51201634 | Haemophilus influenzae B with diptheria and tetanus and wholecell pertussis conjugated vaccine
51201635 | Hepatitis A virus vaccine
51201636 | Lyme disease vaccine
51201636 | Lyme disease vaccine
51201638 | Plague vaccine
51201638 | Plague vaccine
51201639 | Staphylococcus vaccine
51201639 | Staphylococcus vaccine
51201646 | Measles and rubella virus vaccine
51201646 | Measles and rubella virus vaccine
51201647 | Bacillus calmette–guerin or BCG vaccine
51201647 | BCG vaccine
51201648 | Rubella and mumps virus vaccine
51201648 | Rubella and mumps virus vaccine
51201649 | Human papilloma virus vaccine
51201649 | Human papilloma virus vaccine
51201700 | Poultry vaccines
51201701 | Hypcuprsis
51201702 | E Coli vaccines
51201702 | E Coli
51201703 | Gumboro vaccines
51201703 | Gumboro
51201704 | Avian infectious bronchitis vaccines
51201704 | Avian infectious bronchitis
51201705 | Newcastle virus vaccine
51201705 | Newcastle
51201800 | Immunostimulating agents
51201801 | Bacterial immunoglobulins
51201801 | Bacterial immunoglobulins
51201802 | Filgrastim
51201802 | Filgrastim
51201803 | Pegfilgrastim
51201803 | Pegfilgrastim
51201804 | Sargramostim
51201805 | Rho D immunoglobulins
51201805 | Rho D immuno globulins
51201806 | Gamma IGG or immunoglobulin
51201806 | Immuno Globulin or Gamma IGG
51201807 | Viral immunoglobulins
51201808 | Levamisole or tetramisole
51201808 | Levamisole hydrochloride
51201809 | Interferon
51201810 | Galsulfase
51201810 | Galsulfase
51201811 | Thalidomide
51201811 | Thalidomide
51201812 | Mifamurtide
51201813 | Betazole
51201814 | Bropirimine
51201815 | Histamine
51201816 | Impromidine
51201817 | Pidotimod
51201818 | Roquinimex
51201819 | Sargramostim
51201820 | Thymopentin
51201821 | Tiprotimod
51201822 | Ancestim
51201823 | Molgramostim
51201824 | Betazole dihydrochloride
51201825 | Betazole hydrochloride
51201826 | Impromidine hydrochloride
51201827 | Levamisole hydrochloride
51201828 | Levamisole phosphate
51201829 | Tetramisole hydrochloride
51201830 | Pegademase
51201900 | Multiple sclerosis MS agents
51201901 | Glatiramer acetate
51201901 | Glatiramer acetate
51202000 | Immunomodulating drugs based on tyrosine Inhibitors and kinase Inhibitors
51202001 | Temsirolimus
51202002 | Hyaluronan or hyaluronate or hyaluronic acid
51202003 | Polystyrene sulfonate
51202004 | Tolvaptan
51202005 | Resiquimod
51202101 | Diphtheria toxoid/pertussis vaccine/tetanus toxoid
51202201 | Laflunimus
51202202 | Laquinimod
51202203 | Methotrexate sodium
51202204 | Sulfasalazine
51202205 | Tabilautide
51202206 | Dexrazoxane
51202207 | Dexrazoxane hydrochloride
51202301 | Afelimomab
51202302 | Briakinumab
51202303 | Penicillamine
51202304 | Penicillamine disulfide
51202305 | Penicillamine hydrochloride
51202306 | Etanercept
51202401 | Adalimumab
51202402 | Basiliximab
51202403 | Belimumab
51202404 | Canakinumab
51202405 | Certolizumab
51202406 | Certolizumab pegol
51202407 | Dacliximab or daclizumab
51202408 | Eculizumab
51202409 | Infliximab
51202410 | Muromonab cd3
51202411 | Natalizumab
51202412 | Omalizumab
51202413 | Secukinumab
51202414 | Ustekinumab
51202501 | Leflunomide
51202502 | Mizoribine
51202503 | Procodazole
51202504 | Procodazole ethyl ester
51202505 | Procodazole sodium
51202601 | Ascomycin
51202602 | Anisperimus
51202603 | Everolimus
51202701 | Anti-thymocyte globulin
51202801 | Pimecrolimus
51202802 | Ridaforolimus
51202803 | Sirolimus
51202804 | Tacrolimus
51202805 | Tacrolimus anhydrous
51202806 | Umirolimus
51202807 | Zotarolimus
51202901 | Abetimus
51202902 | Defibrotide
51203001 | Lobenzarit
51203002 | Lobenzarit disodium
51203003 | Lobenzarit sodium
51203101 | Ciclosporin or cyclosporine
51203102 | Ecallantide
51203103 | Thymocartin
51203104 | Voclosporin
51203201 | Mycophenolate mofetil
51203202 | Mycophenolate mofetil hydrochloride
51203203 | Mycophenolate or mycophenolic acid
51203204 | Tazofelone
51203301 | Lenalidomide
51203302 | Fingolimod
51203303 | Pomalidomide
51203401 | Azathioprine
51203402 | Cladribine
51203403 | Mercaptopurine
51203404 | Mercaptopurine anhydrous
51203405 | Mercaptopurine ribonucleoside
51203501 | Ciamexon
51203601 | Bucillamine
51203602 | Loxanast
51203603 | Napirimus
51203604 | Oxycinchophen
51203605 | Teriflunomide
51203606 | Tresperimus
51203701 | Gallium nitrate
51203801 | Abatacept
51203802 | Belatacept
51203901 | Auranofin
51203902 | Aurotioprol
51203903 | Sodium aurothiomalate
51204001 | Pirfenidone
51204101 | Alefacept
51204102 | Rilonacept
51204201 | Veterinary foot and mouth disease (FMD) vaccines
51204202 | Veterinary anthrax vaccines
51204203 | Veterinary brucella vaccines
51204204 | Contagious bovine pleuropneumonia CBPP vaccines
51204205 | Ovine rinderpest or peste des petit ruminants vaccines
51210000 | Miscellaneous drug categories
51211500 | Antigout drugs
51211501 | Allopurinol
51211502 | Colchicine
51211503 | Probenecid
51211504 | Sulfinpyrazone
51211505 | Benzbromarone
51211600 | Antidotes and emetics
51211601 | Deferoxamine mesylate
51211602 | Dexrazoxane
51211603 | Digoxin Immune Fab
51211604 | Dimercaprol
51211605 | Edetate disodium
51211606 | Flumazenil
51211607 | Ipecac
51211608 | Penicillamine
51211609 | Protamine sulfate
51211610 | Sodium polystyrene sulfonate
51211611 | Trientine
51211612 | Leucovorin
51211613 | Sorbitol
51211615 | Methylene blue
51211616 | Antivenins
51211617 | Leucovorin calcium
51211618 | Activated charcoal antidote
51211619 | Edetate calcium disodium
51211620 | Fomepizole
51211621 | Pralidoxime chloride
51211622 | Sodium thiosulfate
51211623 | Succimer
51211624 | Copper sulfate
51211625 | Exopeptidase G2
51211900 | Veterinary anaesthetic drugs
51211901 | Xylazine
51212000 | Herbal drugs
51212001 | Etheric oil
51212002 | Centella asiatica extract
51212003 | Ipecacuanha extract
51212004 | Aesculus
51212005 | Aconitum napelus
51212006 | Valerian
51212007 | Garlic
51212008 | Chelidonium majus
51212009 | Soapwort
51212010 | Primula
51212011 | Pimpinella
51212012 | Coriander
51212013 | Hedera helix
51212014 | Gumplant
51212015 | Boneset
51212016 | Echinacea
51212017 | Aconite
51212018 | Coccus cacti
51212020 | Catnip
51212021 | Ginseng
51212022 | Asafetida
51212023 | Bilberry
51212024 | Arnica
51212025 | Balsam peru
51212026 | Eyebright
51212027 | Ginkgo biloba
51212028 | Hydrastis
51212029 | Gotu kola
51212030 | Saw palmetto
51212031 | Pygeum africanum
51212032 | Angelica root
51212033 | Gentian violet
51212034 | Capsaicin
51212035 | Milk thistle
51212036 | Black cohosh
51212100 | Dental drugs
51212101 | Sodium flourides
51212200 | Anti abuse drugs
51212201 | Disulfiram
51212202 | Nicotine
51212203 | Nicotine polacrilex
51212204 | Varenicline
51212300 | Diagnostic agents and radiopharmaceuticals
51212301 | Aminohippurate sodium
51212302 | Ethiodized oil
51212303 | Fluorescein sodium
51212304 | Indigotindisulfonate sodium
51212305 | Indocyanine green
51212306 | Methacholine chloride
51212307 | Metyrapone
51212308 | Rose bengal sodium I 131
51212309 | Meglumine Ioxaglate
51212310 | Radiopharmaceutical preparation kit
51212311 | Iopamidol
51212400 | Drugs to treat sexual disfunction
51212401 | Sildenafil citrate
51212402 | Vardenafil hydrochloride
51212403 | Dapoxetine
51212404 | Tadalafil
51212500 | Medical imaging contrast media
51212501 | Diazoate
51212502 | Iodixanol
51212503 | Barium sulfate
51212504 | Gadolinium
51212505 | Loversol
51240000 | Drugs affecting the ears, eye, nose and skin
51241000 | Aural preparations
51241001 | Dioctyl sodium sulphosuccinate
51241001 | Dioctyl sodium sulphosuccinate
51241002 | Triethanolamine polypeptide oleate
51241002 | Triethanolamine polypeptide oleate
51241100 | Ophthalmic agents
51241101 | Acetylcholine chloride
51241102 | Apraclonidine hydrochloride
51241103 | Bimatoprost
51241103 | Bimatoprost
51241104 | Brinzolamide
51241104 | Brinzolamide
51241105 | Carbachol
51241105 | Carbachol
51241106 | Demecarium
51241106 | Demecarium bromide
51241107 | Dorzolamide
51241107 | Dorzolamide hydorchloride
51241108 | Echothiophate or ecothiopate
51241108 | Echothiophate iodide
51241109 | Epinephryl borate
51241110 | Latanoprost
51241110 | Latanoprost
51241111 | Levobunolol hydrochloride
51241112 | Metipranolol
51241113 | Physostigmine
51241113 | Physostigmine sulfate
51241114 | Pilocarpine hydrochloride
51241115 | Timolol
51241116 | Travoprost
51241117 | Unoprostone
51241117 | Unoprostone isoprpyl
51241118 | Dichlorphenamide or diclofenamide
51241118 | Dichlorphenamide
51241119 | Methazolamide
51241120 | Artificial tears
51241120 | Artificial tears
51241121 | Polivinilic alcohol
51241122 | Pegaptanib
51241123 | Amlexanox
51241124 | Pirnabin or pirnabine
51241125 | Tafluprost
51241126 | Brimonidine
51241127 | Verteporfin
51241128 | Hypromellose
51241129 | Carboxymethylcellulose sodium
51241131 | Brimonidine tartrate
51241132 | Demecarium bromide
51241133 | Dorzolamide hydrochloride
51241134 | Pegaptanib sodium
51241135 | Unoprostone isopropyl
51241136 | Unoprostone isopropyl ester
51241137 | Sodium propionate
51241138 | Cyclopentolate
51241200 | Dermatologic agents
51241201 | Salicylic acid
51241202 | Azelaic acid
51241203 | Bismuth subcarbonate
51241204 | Boric acid
51241205 | Calamine
51241205 | Calamine
51241206 | Chloroxine
51241206 | Chloroxine
51241207 | Topical coal tar preparations
51241207 | Topcial coal tar preparations
51241208 | Hydrophillic creams or ointments
51241209 | Hydroquinone
51241209 | Hydroquinone
51241210 | Methyl salicylate
51241211 | Minoxidil topical solution
51241212 | Papain
51241213 | Pine tar or topical pine tar preparation
51241213 | Topical pine tar preparation
51241214 | Podofilox
51241215 | Podophyllum resin
51241215 | Podophyllum resin
51241216 | Pyrithione zinc
51241216 | Pyrithione zinc
51241217 | Resorcinol
51241218 | Selenium disulfide
51241218 | Selenium sulfide
51241219 | Tazarotene
51241219 | Tazarotene
51241220 | Tretinoin
51241221 | Crystallized trypsin
51241221 | Crystallized trypsin
51241222 | Dimethicone
51241222 | Dimethicone
51241223 | Calcipotriene or calcipotriol
51241223 | Calcipotriene
51241224 | Anthralin or dithranol
51241224 | Anthralin or dithranol
51241225 | Camphor or topical camphor preparations
51241225 | Topical camphor preparations
51241226 | Topical urea preparations
51241226 | Topical urea preparations
51241227 | Topical turpentine oil preparations
51241227 | Topical turpentine oil preparations
51241228 | Lactic acid
51241228 | Lactic acid
51241229 | Saliva substitute solution
51241229 | Saliva substitute solution
51241230 | Niacinamide
51241231 | Acitretin
51241232 | Isotretinoin
51241232 | Isotretinoin
51241233 | Adapalene
51241234 | Fusidic acid
51241235 | Calcitriol
51241236 | Ammonium bituminosulfonate or ichthyol or ichthammol
51241237 | Benzoyl peroxide
51241239 | Bithionol
51241240 | Calcipotriene hydrate
51241241 | Mequinol
51241242 | Crotamiton
51241243 | Dimethyl fumarate
51241244 | Etretinate
51241245 | Lithium succinate
51241246 | Tacalcitol
51241247 | Mesulfen or mesulphen
51241248 | Methoxsalen or xanthotoxin
51241249 | Monobenzone
51241250 | Motretinide
51241251 | Panthenol
51241252 | Pidobenzone
51241253 | Tioxolone
51241254 | Trimethylpsoralen or trioxsalen or trioxysalen or trisoralen
51241255 | Undecenoic acid or undecylenic acid or zinc undecylenate
51241256 | Becaplermin
51241257 | Dextranomer
51241258 | 4-aminobenzoic acid or Aminobenzoic acid or PABA or para-aminobenzoic acid
51241259 | Isotretinoin anisatil
51241260 | Tacalcitol monohydrate
51241261 | Podophyllotoxin
51241300 | Astringents
51241301 | Aluminum acetate
51241301 | Aluminum acetate
51241302 | Hamamelis or witch hazel
51241302 | Hamamelis or witch hazel
51241303 | Zinc acetate
51241304 | Ammonium alum
51241304 | Ammonium alum
51241305 | Tannic acid
51241305 | Tannic acid
51241306 | Alcloxa
51241307 | Allantoin
51241308 | Allantoin acetyl methionine
51241309 | Allantoin ascorbate
51241310 | Allantoin biotin
51241311 | Allantoin paba
51241401 | Benzalkonium chloride/polyoxyethylene
51241402 | Acetone/alcohol/benzalkonium chloride/salicylic acid
51241403 | Acetone/isopropyl alcohol/polysorbate 80
51241404 | Adapalene/benzoyl peroxide
51241405 | Alcohol/citric acid/salicylic acid
51241406 | Alcohol/glycolic acid
51241407 | Alcohol/resorcinol
51241408 | Alcohol/salicylic acid
51241409 | Alcohol/sulfur/zinc oxide/zinc sulfate
51241410 | Attapulgite/salicylic acid/sulfur
51241411 | Resorcinol/sulfur
51241412 | Benzoyl peroxide/clindamycin
51241413 | Benzoyl peroxide/erythromycin
51241414 | Benzoyl peroxide/hydrocortisone
51241415 | Benzoyl peroxide/sulfur
51241416 | Calamine/resorcinol/sulfur
51241417 | Chloroxylenol/resorcinol/sulfur
51241418 | Clindamycin phosphate/tretinoin
51241419 | Copper/folic/niacinamide/zinc
51241501 | Boric acid/sodium borate
51241502 | Antazoline/naphazoline
51241503 | Antipyrine/phenylephrine
51241504 | Atropine/prednisolone
51241505 | Balanced salt solution/bicarbonate/dextrose/glutathione
51241506 | Benoxinate/fluorescein
51241507 | Benzalkonium chloride/tyloxapol
51241508 | Benzalkonium/calcium chloride/hydrochloric acid/magnesium chloride
51241509 | Boric acid/glycerin/sodium borate/tetrahydrozoline
51241510 | Boric acid/potassium chloride/sodium carbonate
51241511 | Dextran 70/hypromellose
51241512 | Boric acid/sodium borate/sodium chloride
51241513 | Brimonidine/timolol
51241514 | Carboxymethylcellulose/glycerin
51241515 | Carboxymethylcellulose/hypromellose
51241516 | Chlorobutanol/edta/polyvinyl alcohol
51241517 | Cyclopentolate/phenylephrine
51241518 | Dextran 70/edta/methylcellulose/sodium chloride
51241519 | Dextran 70/hydroxypropyl methylcellulose
51241520 | Glycerin/propylene glycol
51241522 | Dorzolamide/timolol
51241523 | Edetate disodium/sodium chloride/sodium phosphate
51241524 | Edta/povidone
51241525 | Epinephrine/pilocarpine
51241526 | Fluorescein/proparacaine
51241527 | Glucose/lanolin/parabens/petrolatum
51241528 | Glycerin/hypromellose/polyethylene glycol
51241529 | Glycerin/naphazoline
51241530 | Naphazoline/pheniramine
51241531 | Hydroxyamphetamine/tropicamide
51241532 | Hydroxyethyl cellulose/povidone
51241533 | Hydroxyethyl cellulose/thimerosal
51241534 | Hypromellose/naphazoline
51241535 | Lanolin/mineral oil/petrolatum
51241536 | Mineral oil/petrolatum
51241537 | Phenylephrine/sulfacetamide
51241538 | Naphazoline/zinc sulfate
51241539 | Pheniramine/phenylephrine
51241540 | Phenylephrine/prednisolone/sulfacetamide
51241542 | Phenylephrine/scopolamine
51241543 | Sodium biphosphate/sodium chloride/sodium phosphate
51241544 | Phenylephrine/zinc sulfate
51241545 | Physostigmine/pilocarpine
51241546 | Polyethylene glycol 400/propylene glycol
51241547 | Polyethylene glycol/polyvinyl alcohol
51241548 | Polysorbate/glycerin
51241549 | Polyvinyl alcohol/povidone
51241550 | Polyvinyl alcohol/povidone/sodium chloride
51241551 | Polyvinyl alcohol/sodium chloride
51241552 | Potassium chloride/sodium chloride/sodium hydroxide/sodium phosphate
51241553 | Sodium chloride/sodium phosphate
51241554 | Tetrahydrozoline/zinc sulfate
51241601 | Coal tar/menthol/salicylic acid
51241602 | Alcohol/benzocaine/coal tar/salicylic acid
51241603 | Allantoin/coal tar
51241604 | Ammoniated mercury/coal tar/methenamine sulfosalicylate
51241605 | Betamethasone/calcipotriene
51241606 | Clioquinol/coal tar/hydrocortisone
51241607 | Coal tar/lactic acid/salicylic acid
51241608 | Coal tar/lanolin/mineral oil
51241609 | Coal tar/lauramide dea/sodium lauryl sulfate
51241610 | Coal tar/menthol
51241611 | Coal tar/polysorbate 80
51241612 | Coal tar/salicylic acid
51241613 | Coal tar/salicylic acid/sulfur
51241614 | Coal tar/salicylic acid/zinc oxide
51241615 | Coal tar/zinc oxide
51241701 | Edta/sodium chloride/sodium lauryl sulfate/sodium phosphate
51241702 | Benzalkonium chloride/edetate/polyvinyl alcohol
51241703 | Benzalkonium chloride/edetate/sodium hydroxide
51241704 | Benzalkonium chloride/edta
51241705 | Benzalkonium chloride/hydroxypropyl methylcellulose/polyvinyl alcohol
51241706 | Boric acid/edta/hydroxyethyl cellulose
51241707 | Boric acid/sodium chloride
51241708 | Edta/polyquarternium-1/sodium chloride
51241709 | Edta/thimerosal
51241710 | Hydroxyethyl cellulose/polyvinyl alcohol/tyloxapol
51241711 | Polyvinyl alcohol/thimerosal
51241712 | Sodium chloride/sorbic acid
51241801 | Aluminum sulfate/calcium acetate
51241802 | Allantoin/benzalkonium chloride/benzyl alcohol/diperodon/eucalyptol
51241803 | Allantoin/camphor/phenol
51241804 | Alum/camphor/eucalyptus/menthol/salicylic/talc/thymol
51241805 | Aluminum acetate/boric acid/eucalyptol/ichthammol/phenol/zinc oxide
51241806 | Aluminum acetate/camphor/menthol/phenol
51241807 | Aluminum acetate/zinc oxide
51241808 | Aluminum chlorohydrate/chloroxylenol/menthol/zinc undecylenate
51241809 | Aluminum chlorohydrex/formaldehyde/menthol/zinc undecylenate
51241810 | Aluminum potassium sulfate/chlorobutanol/tannic acid
51241811 | Benzalkonium/camphor/diperodon/ichthammol/juniper/phenol/thymol
51241812 | Aluminum/bentone/isobutane/isopropyl/menthol/undecylenic acid
51241813 | Bacitracin/lidocaine/neomycin/polymyxin
51241814 | Bacitracin/lidocaine/polymyxin b
51241815 | Balsam peru/castor oil/trypsin
51241816 | Balsam peru/trypsin
51241817 | Bentonite magma/calamine/calcium hydroxide/glycerin/zinc oxide
51241818 | Bentonite/potassium alum/talc
51241819 | Benzoin/camphor/eucalyptus oil/thymol
51241820 | Benzethonium/calamine/eucalyptol/zinc oxide
51241821 | Benzocaine/calamine/diphenhydramine/menthol
51241822 | Benzocaine/camphor/ichthammol/phenol/sulfur/tar
51241823 | Benzocaine/camphor/menthol
51241824 | Benzocaine/chloroxylenol/zinc oxide
51241825 | Benzocaine/ephedrine/hydrocortisone/ichthammol/oxyquinoline/zinc
51241826 | Benzocaine/ichthammol
51241827 | Benzocaine/methyl salicylate
51241828 | Benzoin compound/isopropyl alcohol
51241829 | Calamine/lanolin/menthol/zinc oxide
51241830 | Benzoin/camphor/tolu balsam
51241831 | Benzoxiquine/ichthammol
51241832 | Benzyl alcohol/camphor/isopropyl alcohol/menthol
51241833 | Boric acid/vitamin a/vitamin d/zinc oxide
51241834 | Boric acid/zinc oxide
51241835 | Calamine/camphor/diphenhydramine
51241836 | Calamine/camphor/pramoxine
51241837 | Calamine/diphenhydramine
51241838 | Calamine/glycerin/phenol/zinc oxide
51241839 | Camphor/phenol
51241840 | Calamine/phenol/zinc oxide
51241841 | Calamine/pramoxine
51241842 | Calcium caseinate/cod liver oil/lanolin/lanolin alcohol/methylbe
51241843 | Camphor/diperodon/menthol/phenyltoloxamine/pyrilamine
51241844 | Camphor/eucalyptus oil/menthol/phenol
51241845 | Camphor/glycerin/mineral oil/phenol
51241846 | Camphor/isopropanol/menthol/propylene glycol
51241847 | Cod liver oil/talc/zinc oxide
51241848 | Castor oil/dimethicone/nitrocellulose
51241849 | Castor oil/peruvian balsam/trypsin
51241850 | Cellulose/talc
51241851 | Chloral hydrate/salicylic acid
51241852 | Chloramphenicol/desoxyribonuclease/fibrinolysin
51241853 | Chlorhexidine gluconate/glycerin/hydroxyethyl cellulose
51241854 | Chlorohexidine gluconate/glycerin/hydroxyethyl cellulose
51241855 | Chlorophyll/papain/urea
51241856 | Chlorophyllin copper complex/sodium chloride
51241857 | Gelatin/glycerin/karaya gum/zinc oxide
51241858 | Dimethicone/menthol
51241859 | Dimethicone/zinc oxide
51241860 | Diperodon/vitamin a/vitamin d/zinc oxide
51241861 | Diphenhydramine/hydrocortisone
51241862 | Diphenhydramine/phenol
51241863 | Diphenhydramine/tripelennamine
51241864 | Diphenhydramine/zinc acetate
51241865 | Diphenhydramine/zinc oxide
51241866 | Fluocinolone/hydroquinone/tretinoin
51241867 | Lanolin/mineral oil
51241868 | Glycerin/mineral oil/phenol
51241869 | Glycerin/petrolatum/propylparaben/sodium lauryl sulfate
51241870 | Glycerin/petrolatum/zinc oxide
51241871 | Glycerin/silicone oil/triethanolamine
51241872 | Glycerin/witch hazel
51241873 | Hamamelis water/lanolin/petrolatum
51241874 | Iodine/phenol/potassium iodide/trichloroacetic acid
51241875 | Ketoconazole/zinc pyrithione
51241876 | Mineral oil/mineral wax/petrolatum/wool wax alcohol
51241877 | Lidocaine/neomycin/polymyxin
51241878 | Menthol/phenol
51241879 | Menthol/sodium bicarbonate/sodium borate/sodium chloride/thymol
51241880 | Menthol/sulfur
51241881 | Menthol/zinc
51241882 | Menthol/zinc oxide
51241883 | Papain/urea
51241885 | Vitamin a/vitamin d/zinc oxide
51241901 | Cholesterol/petrolatum/stearyl alcohol/wax
51241902 | Aloe/vitamin a/vitamin e
51241903 | Beeswax/mineral oil/rose oil/rose soluble/sodium borate/spermace
51241904 | Benzophenone-3/lanolin/mineral oil/polyethylene glycol-4
51241905 | Bismuth subnitrate/castor oil/ceresin/lanolin/peru balsam
51241906 | Castor oil/silicone
51241907 | Cetearyl alcohol/glycerin/mineral oil/petrolatum/propylene glycol
51241908 | Cetyl alcohol/propylene glycol/stearyl alcohol/wax
51241909 | Cetyl esters wax/mineral oil/sodium borate/white wax
51241910 | Cholecalciferol/fish liver oil
51241911 | Collagen/elastin/glycerin
51241912 | Glycerin/lanolin/mineral oil/petrolatum
51241913 | Glycerin/mineral oil/petrolatum
51241914 | Glycerin/mineral oil/urea
51241915 | Glycerin/rose water
51241916 | Hydroxyquinoline/lanolin/petrolatum
51241917 | Lactic acid/vitamin e
51241918 | Lanolin/mineral oil/octoxynol 3
51241919 | Lanolin/mineral oil/oxybenzone
51241920 | Lanolin/mineral oil/parabens
51241921 | Lanolin/mineral oil/petrolatum/triethanolamine
51241922 | Menthol/mineral oil/vitamin a
51241923 | Methyl paraben/urea
51241924 | Vitamin a/vitamin d
51241925 | Mineral oil/nonoxynol/oleth-2/ppg-15 stearyl ether
51241926 | Mineral oil/oatmeal, colloidal
51241927 | Oil/water
51241928 | Panthenol/vitamin a/vitamin d/vitamin e
51241929 | Vitamin a/vitamin d/vitamin e
51242001 | Phenol/resorcinol
51242002 | Acetic acid/salicylic acid
51242003 | Alcohol/sulfur
51242004 | Benzoin/podophyllin
51242005 | Cantharidin/podophyllin/salicylic acid
51242006 | Castor oil/collodion/podophyllin/salicylic acid
51242007 | Collodion, flexible/lactic acid/salicylic acid
51242008 | Lactic acid/phenol/salicylic acid
51242009 | Lactic acid/salicylic acid
51242010 | Lactic acid/urea
51242011 | Salicylic acid/sodium thiosulfate
51242012 | Salicylic acid/sulfur
51242013 | Sulfacetamide/sulfur
51242101 | Anethole/capsicum/glycyrrhiza/peppermint oil
51242102 | Glycerin/sodium chloride
51242103 | Naphazoline/phenylephrine/pyrilamine
51242104 | Phenylephrine/pyrilamine
51242201 | Acetic acid/antipyrine/benzocaine/glycerin
51242202 | Acetic/benzalkonium/chloroxylenol/hydrocortisone/pramoxine
51242203 | Antipyrine/benzocaine/phenylephrine
51242204 | Antipyrine/hydrocortisone/neomycin/polymyxin b
51242205 | Chloroxylenol/domiphen/hydrocortisone/pramoxine
51242206 | Chloroxylenol/hydrocortisone/pramoxine
51242207 | Chloroxylenol/pramoxine
51242208 | Glycerin/isopropyl alcohol
51242301 | Oxybenzone/padimate o
51242302 | Avobenzone/padimate-o
51242303 | Cinoxate/methyl anthranilate
51242304 | Cinoxate/zinc oxide
51242305 | Dioxybenzone/ethyl dihydroxypropyl paba/hydroquinone
51242306 | Hydroquinone/padimate o
51242307 | Methyl anthranilate/titanium dioxide
51242308 | Octyl methoxycinnamate/octyl salicylate/oxybenzone
51242309 | Octyl methoxycinnamate/octyl salicylate/oxybenzone/titanium diox
51242310 | Octyl methoxycinnamate/oxybenzone/titanium dioxide
51242311 | Oxybenzone/padimate o/para-aminobenzoic acid/sd alcohol 40
51242312 | Oxybenzone/padimate o/sd alcohol 40
51242313 | Oxybenzone/para-aminobenzoic acid
51242314 | Oxybenzone/petrolatum
51242315 | Padimate o/petrolatum
51242316 | Titanium dioxide/zinc oxide
51261501 | Ancarolol
51261502 | Cetamolol
51261503 | Indoramin
51261504 | Cetamolol hydrochloride
51261505 | Indoramin hydrochloride
51261601 | Phenoxybenzamine
51261602 | Butaxamine or butoxamine
51261603 | Phenoxybenzamine hydrochloride
51261701 | Arnolol
51261702 | Abanoquil
51261703 | Nebivolol
51261704 | Icatibant
51261705 | Icatibant acetate
51261706 | Nebivolol hydrochloride
51261801 | Afurolol
51261802 | Efaroxan
51262001 | Aceperone
51262002 | Carvedilol
51262003 | Azapetine
51262004 | Moxisylyte
51262005 | Carvedilol hydrochloride
51262006 | Carvedilol phosphate
51262007 | Moxisylyte hydrochloride
51262101 | Atiprosin
51262102 | Silodosin
51262103 | Tinazoline
51262104 | Atiprosin maleate
51262201 | Piperoxan
51262202 | Proroxan
51262203 | Spiroxatrine
51262204 | Piperoxan hydrochloride
51262205 | Proroxan hydrochloride
51262301 | Epicriptine
51262302 | Fiduxosin
51262303 | Viloxazine
51262304 | Pirepolol
51262305 | Ridazolol
51262306 | Fiduxosin hydrochloride
51262307 | Viloxazine hydrochloride
51262401 | Procaterol
51262402 | Pronetalol or pronethalol
51262403 | Amosulalol
51262404 | Labetalol
51262406 | Reproterol
51262407 | Terbutaline
51262408 | Amosulalol hydrochloride
51262409 | Amosulalol monohydrochloride
51262410 | Labetalol hydrochloride
51262411 | Procaterol hydrochloride
51262412 | Procaterol hydrochloride hemihydrate
51262413 | Reproterol hydrochloride
51262414 | Terbutaline sulfate
51262501 | Betanidine or bethanidine
51262502 | Guanazodine
51262503 | Guanoxan
51262504 | Betanidine sulfate
51262505 | Guanazodine sulfate
51262506 | Guanazodine sulfate monohydrate
51262507 | Guanoxan sulfate
51262601 | Atipamezole
51262602 | Imiloxan
51262603 | Napamezole
51262604 | Phentolamine
51262605 | Atipamezole hydrochloride
51262606 | Imiloxan hydrochloride
51262607 | Napamezole hydrochloride
51262608 | Phentolamine hydrochloride
51262609 | Phentolamine mesilate or mesylate
51262701 | Tolazoline
51262702 | Tymazoline
51262703 | Tolazoline hydrochloride
51262901 | Pindolol
51262902 | Flusoxolol
51262903 | Levomoprolol
51262904 | Mepindolol
51262905 | Prenalterol
51262906 | Procinolol
51262907 | Propranolol
51262908 | Bopindolol
51262909 | Bopindolol fumarate
51262910 | Bopindolol hydrogen malonate
51262911 | Bopindolol malonate
51262912 | Mepindolol sulfate
51262913 | Prenalterol hydrochloride
51262914 | Propranolol hydrochloride
51263001 | Dapiprazole
51263002 | Prazosin
51263003 | Trimazosin
51263004 | Urapidil
51263005 | Zolertine
51263006 | Terazosin
51263007 | Dapiprazole hydrochloride
51263008 | Dapiprazole monohydrochloride
51263009 | Prazosin hydrochloride
51263010 | Terazosin hydrochloride
51263011 | Terazosin hydrochloride anhydrous
51263012 | Terazosin hydrochloride dihydrate
51263013 | Terazosin monohydrochloride dihydrate
51263014 | Trimazosin hydrochloride
51263015 | Trimazosin hydrochloride anhydrous
51263016 | Urapidil fumarate
51263017 | Zolertine hydrochloride
51263101 | Atenolol
51263102 | Arotinolol
51263103 | Adimolol
51263104 | Alprenolol
51263105 | Bisoprolol
51263106 | Carteolol
51263107 | Befunolol
51263108 | Betaxolol or levobetaxolol
51263109 | Bevantolol
51263110 | Idropranolol
51263111 | Bornaprolol
51263112 | Bucindolol
51263113 | Bucumolol
51263114 | Bunitrolol
51263115 | Bupranolol
51263116 | Butofilolol
51263117 | Carazolol
51263118 | Nicainoprol
51263119 | Cicloprolol
51263120 | Cloranolol
51263121 | Epanolol
51263122 | Esmolol
51263123 | Primidolol
51263124 | Indopanolol
51263125 | Levobunolol
51263126 | Metipranolol
51263127 | Talinolol
51263128 | Nipradilol
51263129 | Oxprenolol
51263130 | Pacrinolol
51263131 | Pafenolol
51263132 | Pargolol
51263133 | Penbutolol
51263134 | Practolol
51263135 | Tertatolol
51263136 | Timolol
51263137 | Xipranolol
51263138 | Acebutolol
51263139 | Metoprolol
51263140 | Celiprolol
51263141 | Esatenolol or s-atenolol
51263142 | Flestolol
51263143 | Acebutolol hydrochloride
51263144 | Alprenolol benzoate
51263145 | Alprenolol hydrochloride
51263146 | Arotinolol hydrochloride
51263147 | Atenolol hydrochloride
51263148 | Befunolol hydrochloride
51263149 | Betaxolol hydrochloride
51263150 | Bevantolol hydrochloride
51263151 | Bisoprolol fumarate
51263152 | Bisoprolol hemifumarate
51263153 | Bisoprolol hydrochloride
51263154 | Bucindolol hydrochloride
51263155 | Bucumolol hydrochloride
51263156 | Bunitrolol hydrochloride
51263157 | Bupranolol hydrochloride
51263158 | Carteolol hydrochloride
51263159 | Celiprolol hydrochloride
51263160 | Cicloprolol hydrochloride
51263161 | Cloranolol hydrochloride
51263162 | Esmolol hydrochloride
51263163 | Flestolol sulfate
51263164 | Levobetaxolol hydrochloride
51263165 | Levobunolol hydrochloride
51263166 | Metipranolol hydrochloride
51263167 | Metoprolol fumarate
51263168 | Metoprolol succinate
51263169 | Metoprolol tartrate
51263170 | Oxprenolol hydrochloride
51263171 | Penbutolol sulfate
51263172 | Tertatolol hydrochloride
51263173 | Timolol anhydrous
51263174 | Timolol hemihydrate
51263175 | Timolol maleate
51263301 | Nafetolol
51263302 | Butamoxane
51263303 | Butidrine
51263304 | Butocrolol
51263305 | Carpindolol
51263306 | Dioxadilol
51263307 | Ecastolol
51263308 | Ericolol
51263309 | Idralfidine
51263310 | Penirolol
51263311 | Quinazosin
51263312 | Tolboxane
51263313 | Tribendilol
51263314 | Trigevolol
51263315 | Trigevolol mesilate or mesylate
51263401 | Yohimbine
51263402 | Tamsulosin
51263403 | Spirendolol
51263404 | Bretylium
51263405 | Bretylium tosilate
51263406 | Tamsulosin hydrochloride
51263407 | Yohimbine hydrochloride
51263501 | Hexoprenaline
51263502 | Brefonalol
51263503 | Hexoprenaline dihydrochloride
51263504 | Hexoprenaline sulfate
51263601 | Alfuzosin
51263602 | Doxazosin
51263603 | Alfuzosin hydrochloride
51263604 | Doxazosin mesilate or mesylate
51263701 | Adaprolol
51263702 | Debrisoquin sulfate
51263703 | Tilisolol
51263704 | Adaprolol maleate
51263705 | Tilisolol hydrochloride
51271501 | Chlorobutanol
51271502 | Ethyl chloride
51271503 | Hyaluronidase
51271504 | Salicyl alcohol
51271505 | Chlorobutanol hemihydrate
51271601 | Cinchocaine or dibucaine
51271602 | Bumecaine
51271603 | Bupivacaine
51271604 | Butanilicaine
51271605 | Capsaicin
51271606 | Carcainium chloride
51271607 | Prilocaine
51271608 | Clibucaine
51271609 | Clodacaine
51271610 | Etidocaine
51271611 | Fexicaine
51271612 | Levobupivacaine
51271613 | Lidocaine
51271614 | Octacaine
51271615 | Oxetacaine or oxethazaine
51271616 | Pyrrocaine
51271617 | Rodocaine
51271618 | Ropivacaine
51271619 | Zucapsaicin
51271620 | Eutectic mixture of local anesthetics
51271621 | Bumecaine hydrochloride
51271622 | Bupivacaine hydrochloride
51271623 | Bupivacaine hydrochloride monohydrate
51271624 | Butanilicaine hydrochloride
51271625 | Butanilicaine phosphate
51271626 | Cinchocaine hydrochloride
51271627 | Etidocaine hydrochloride
51271628 | Lidocaine benzyl benzoate
51271629 | Lidocaine hydrochloride
51271630 | Lidocaine hydrochloride anhydrous
51271631 | Lidocaine hydrochloride monohydrate
51271632 | Octacaine hydrochloride
51271633 | Prilocaine hydrochloride
51271634 | Pyrrocaine hydrochloride
51271635 | Ropivacaine hydrochloride
51271636 | Ropivacaine hydrochloride monohydrate
51271701 | Phenacaine
51271702 | Sodium oxybate
51271703 | Amolanone
51271704 | Eugenol
51271705 | Amolanone hydrochloride
51271706 | Phenacaine hydrochloride
51271707 | Phenacaine hydrochloride anhydrous
51271801 | Aptocaine
51271802 | Hexylcaine
51271803 | Propanidid
51271804 | Quatacaine
51271805 | Rolicyclidine
51271806 | Eticyclidine
51271807 | Hexylcaine hydrochloride
51271901 | Butamben
51271902 | Ambucaine
51271904 | Benoxinate or oxybuprocaine
51271905 | Benzocaine
51271906 | Butacaine
51271907 | Butacaine sulfate
51271908 | Chloroprocaine
51271909 | Isobutamben
51271910 | Leucinocaine
51271911 | Piridocaine
51271912 | Procaine
51271913 | Proparacaine or proxymetacaine
51271914 | Propoxycaine
51271915 | Benzocaine hydrochloride
51271916 | Chloroprocaine hydrochloride
51271917 | Chloroprocaine penicillin o
51271918 | Leucinocaine mesilate or mesylate
51271919 | Oxybuprocaine hydrochloride
51271920 | Piridocaine hydrochloride
51271921 | Procaine borate
51271922 | Procaine hydrochloride
51271923 | Procaine pyroglutamate
51271924 | Propoxycaine hydrochloride
51271925 | Proxymetacaine hydrochloride
51272001 | Methohexital or methohexitone
51272002 | Thialbarbital
51272003 | Thiamylal
51272004 | Sodium thiopental or thiopental or thiopentone
51272005 | Methohexital sodium
51272006 | Thiopental sodium
51272101 | Parethoxycaine
51272102 | Amylocaine
51272103 | Betoxycaine
51272104 | Butethamine
51272105 | Hydroxytetracaine
51272106 | Meprylcaine
51272107 | Metabutethamine
51272108 | Paridocaine
51272109 | Pribecaine
51272110 | Tolycaine
51272111 | Amethocaine or tetracaine
51272112 | Betoxycaine hydrochloride
51272113 | Meprylcaine hydrochloride
51272114 | Parethoxycaine hydrochloride
51272115 | Tetracaine hydrochloride
51272116 | Tolycaine hydrochloride
51272201 | Aliflurane
51272202 | Cyclopropane
51272203 | Esketamine
51272204 | Esketamine or ketamine or (s)-ketamine
51272205 | Tiletamine
51272206 | Esketamine hydrochloride
51272207 | Ketamine hydrochloride
51272208 | Tiletamine hydrochloride
51272301 | Etoxadrol
51272302 | Etomidate
51272303 | Nitrous oxide
51272304 | Etomidate hydrochloride
51272305 | Etomidate sulfate
51272306 | Etomidate sulphate
51272307 | Etoxadrol hydrochloride
51272401 | Desflurane
51272402 | Enflurane
51272403 | Diethyl ether or ether
51272404 | Fluroxene
51272405 | Fomocaine
51272406 | Isoflurane
51272407 | Methoxyflurane
51272408 | Sevoflurane
51272501 | Chloroform
51272502 | Cryofluorane or dichlorotetrafluoroethane
51272503 | Halothane
51272504 | Trichloroethylene
51272601 | Anileridine
51272602 | Phenoperidine
51272603 | Anileridine hydrochloride
51272604 | Anileridine phosphate
51272605 | Phenoperidine hydrochloride
51272701 | Methionine
51272702 | Pramocaine or pramoxin or pramoxine
51272703 | Antrafenine
51272704 | Dyclonine
51272705 | Dyclonine hydrochloride
51272706 | Methionine enkephalin
51272707 | Methionine methyl ester
51272708 | Methionine sulfoxide
51272709 | Pramocaine hydrochloride
51272901 | Propofol
51272902 | Fospropofol
51272903 | Fospropofol sodium
51273001 | Alfentanil
51273002 | Cyclomethycaine
51273003 | Dexivacaine
51273004 | Levoxadrol
51273005 | Diperodon
51273006 | Mepivacaine
51273007 | Phencyclidine
51273008 | Piperocaine
51273009 | Remifentanil
51273010 | Sufentanil
51273011 | Vadocaine
51273012 | Alfentanil hydrochloride
51273013 | Alfentanil hydrochloride anhydrous
51273014 | Alfentanil hydrochloride monohydrate
51273015 | Cyclomethycaine hydrochloride
51273016 | Cyclomethycaine sulfate
51273017 | Diperodon anhydrous
51273018 | Diperodon hydrochloride
51273019 | Levoxadrol hydrochloride
51273020 | Mepivacaine hydrochloride
51273021 | Phencyclidine hydrochloride
51273022 | Piperocaine hydrochloride
51273023 | Remifentanil hydrochloride
51273024 | Sufentanil citrate
51273101 | Alfaxalone
51273102 | Eltanolone
51273103 | Minaxolone
51273104 | Hydroxydione
51273105 | Hydroxydione sodium succinate
51273301 | Cinoctramide
51273302 | Euprocin
51273303 | Pinolcaine
51273304 | Biphenamine or xenysalate
51273305 | Euprocin hydrochloride
51273601 | Bucricaine
51273602 | Vinyl ether
51273603 | Articaine or carticaine
51273604 | Myrtecaine
51273605 | Cocaine
51273606 | Articaine hydrochloride
51273607 | Cocaine hydrochloride
51273608 | Cocaine methiodide
51273609 | Cocaine muriate
51273801 | Benzocaine/menthol
51273802 | Alcohol/arnica
51273803 | Alcohol/camphor/capsicum oleoresin/methyl salicylate
51273804 | Alcohol/menthol/thymol
51273805 | Antipyrine/benzocaine
51273806 | Antipyrine/benzocaine/glycerin
51273807 | Benzalkonium chloride/benzocaine
51273808 | Benzethonium/benzocaine/glycerin/polyethylene glycol
51273809 | Benzethonium/chloroxylenol/menthol/thymol/zinc stearate
51273810 | Camphor/menthol/methyl nicotinate/methyl salicylate
51273811 | Camphor/capsicum oleoresin/methyl salicylate/pine oil/turpentine
51273812 | Camphor/chloroxylenol/eucalyptus/menthol/methyl salicylate
51273813 | Camphor/eucalyptus oil/menthol/methyl salicylate
51273814 | Camphor/eucalyptus/menthol/methyl salicylate/turpentine
51273815 | Camphor/menthol
51273816 | Guaiacol/menthol/methyl salicylate
51273817 | Camphor/menthol/methyl salicylate
51273818 | Camphor/menthol/methyl salicylate/peppermint oil
51273819 | Camphor/menthol/methyl salicylate/tartrazine
51273820 | Chloroxylenol/iodine/menthol/potassium iodide/thymol
51273821 | Dipropylene glycol salicylate/histamine/methyl nicotinate
51273822 | Eucalyptus oil/menthol
51273823 | Eucalyptus oil/methyl salicylate/peppermint oil/salicylic acid
51273824 | Eucalyptus/menthol/methyl salicylate/triethanolamine
51273825 | Guaiacol/methyl salicylate
51273826 | Menthol/methyl nicotinate/methyl salicylate
51273827 | Menthol/methyl salicylate
51273828 | Methacholine/methyl salicylate
51273829 | Methyl salicylate/trolamine
51273830 | Antipyrine and benzocaine solution
51273901 | Benzocaine/calamine/zinc oxide
51273902 | Aloe/benzocaine/lanolin/menthol
51273903 | Aloh/diphenhydramine/lidocaine/magnesium/simethicone
51273904 | Articaine/epinephrine
51273905 | Atropine/morphine
51273906 | Atropine/neostigmine
51273907 | Benzalkonium chloride/benzocaine/dibucaine/tetracaine
51273908 | Benzethonium chloride/benzocaine
51273909 | Benzocaine/boric acid
51273910 | Benzocaine/butamben/tetracaine
51273911 | Benzocaine/orabase
51273912 | Benzocaine/cetalkonium chloride
51273913 | Benzocaine/cetylpyridinium chloride
51273914 | Benzocaine/cetylpyridinium chloride/terpin hydrate
51273915 | Benzocaine/chlorobutanol/ethanol/menthol/tannic acid
51273916 | Benzocaine/isopropyl alcohol/menthol
51273917 | Benzocaine/licorice/menthol
51273918 | Cetylpyridinium/menthol
51273919 | Benzocaine/phenol/vitamin e/zinc oxide
51273920 | Benzocaine/resorcinol
51273921 | Bupivacaine/dextrose
51273922 | Bupivacaine/dextrose/epinephrine/lidocaine
51273923 | Bupivacaine/epinephrine
51273924 | Bupivacaine/epinephrine/lidocaine
51273925 | Bupivacaine/epinephrine/lidocaine/sodium chloride
51273926 | Ephedrine/lidocaine/sodium chloride
51273927 | Dextrose/epinephrine/lidocaine
51273928 | Dextrose/epinephrine/tetracaine
51273929 | Dextrose/lidocaine
51273930 | Dextrose/lidocaine/tetracaine
51273931 | Dextrose/tetracaine
51273932 | Dibucaine/diperodon
51273933 | Dichlorodifluoromethane/trichloroflouromethane
51273934 | Dichlorotetrafluoroethane/ethyl chloride
51273935 | Lidocaine/prilocaine
51273936 | Epinephrine/etidocaine
51273937 | Epinephrine/lidocaine
51273938 | Epinephrine/lidocaine/povidone
51273939 | Epinephrine/lidocaine/povidone/sodium chloride
51273940 | Epinephrine/lidocaine/sodium chloride
51273941 | Epinephrine/prilocaine
51273942 | Levonordefrin/mepivacaine
51273943 | Lidocaine/povidone iodine
51273944 | Lidocaine/sodium chloride
51273945 | Lidocaine/tetracaine
51273946 | Menthol/petrolatum/pramoxine
51273947 | Menthol/pramoxine
51273948 | Sodium chloride/thiopental
51273949 | Thiopental/water
51281501 | Ethambutol
51281502 | Isoniazid
51281503 | Amithiozone or thiacetazone
51281504 | Pyrazinamide
51281505 | Protionamide
51281506 | Aminosalicylic acid
51281507 | Ethionamide
51281508 | Morinamide or morphazinamide or morinamid
51281509 | Terizidone
51281510 | Tiocarlide
51281511 | Ethambutol dihydrochloride
51281512 | Verazide
51281513 | Ethambutol hydrochloride
51281514 | Isoniazid calcium pyruvate
51281515 | Isoniazid methanesulfonate
51281516 | Morinamide hydrochloride
51281517 | Fenamisal
51281601 | Bluensomycin
51281602 | Spectinomycin
51281603 | Apramycin
51281604 | Arbekacin
51281605 | Bekanamycin
51281606 | Betamicin
51281607 | Gentamicin
51281608 | Butikacin
51281609 | Daptomycin
51281610 | Dibekacin
51281611 | Dihydrostreptomycin
51281612 | Elsamicin a or elsamitrucin
51281613 | Framycetin
51281614 | Netilmicin
51281615 | Isepamicin
51281616 | Kanamycin
51281617 | Micronomicin
51281618 | Neomycin
51281620 | Paromomycin
51281621 | Propikacin
51281622 | Ribostamycin
51281623 | Sisomicin
51281624 | Streptomycin
51281625 | Telavancin
51281626 | Tobramycin
51281627 | Amikacin
51281628 | Capreomycin
51281629 | Streptoduocin
51281630 | Astromicin
51281631 | Viomycin
51281632 | Amikacin sulfate
51281633 | Apramycin sulfate
51281634 | Apramycin sulphate
51281635 | Arbekacin sulfate
51281636 | Astromicin sulfate
51281637 | Bekanamycin sulfate
51281638 | Betamicin sulfate
51281639 | Capreomycin ia
51281640 | Capreomycin ib
51281641 | Capreomycin iia
51281642 | Capreomycin iib
51281643 | Capreomycin sulfate
51281644 | Capreomycin sulphate
51281645 | Dibekacin sulfate
51281646 | Dibekacin sulphate
51281647 | Framycetin sulfate
51281648 | Framycetin sulphate
51281649 | Gentamicin a
51281650 | Gentamicin c1a
51281651 | Gentamicin sulfate
51281652 | Isepamicin sulfate
51281653 | Kanamycin a
51281654 | Kanamycin a sulfate
51281655 | Micronomicin sulfate
51281656 | Neomycin b sulphate
51281657 | Neomycin c
51281658 | Neomycin e
51281659 | Neomycin sulfate
51281660 | Neomycin sulphate
51281661 | Netilmicin sulfate
51281662 | Paromomycin i
51281663 | Paromomycin sulfate
51281664 | Ribostamycin sulfate
51281665 | Sisomicin sulfate
51281666 | Spectinomycin dihydrochloride
51281667 | Spectinomycin dihydrochloride pentahydrate
51281668 | Spectinomycin hydrochloride
51281669 | Spectinomycin hydrochloride anhydrous
51281670 | Spectinomycin sulfate
51281671 | Spectinomycin sulfate tetrahydrate
51281672 | Spectinomycin sulphate
51281673 | Streptomycin b
51281674 | Streptomycin hydrochloride
51281675 | Streptomycin sulfate
51281676 | Telavancin hydrochloride
51281677 | Tobramycin sulfate
51281678 | Tobramycin sulphate
51281679 | Viomycin hydrochloride
51281680 | Viomycin pantothenate sulfate
51281681 | Viomycin sulfate
51281682 | Viomycin trihydrochloride
51281683 | Porfiromycin
51281701 | Lenampicillin
51281702 | Amoxicillin
51281703 | Ampicillin
51281704 | Aspoxicillin
51281705 | Bacampicillin
51281706 | Ciclacillin or cyclacillin or gloximonam
51281707 | Sarmoxicillin
51281708 | Sultamicillin
51281709 | Talampicillin
51281710 | Amoxicillin anhydrous
51281711 | Amoxicillin hydrate
51281712 | Amoxicillin sodium
51281713 | Amoxicillin trihydrate
51281714 | Ampicillin anhydrous
51281715 | Ampicillin benzathine
51281716 | Ampicillin sodium
51281717 | Ampicillin trihydrate
51281718 | Bacampicillin hydrochloride
51281719 | Lenampicillin hydrochloride
51281720 | Talampicillin hydrochloride
51281801 | Idarubicin
51281802 | Aclarubicin or aclacinomycin A
51281803 | Epirubicin
51281804 | Carubicin
51281805 | Daunorubicin
51281806 | Doxorubicin
51281807 | Amrubicin
51281808 | Esorubicin
51281809 | Mitoxantrone
51281810 | Valrubicin
51281811 | Detorubicin
51281812 | Zorubicin
51281813 | Aclarubicin hydrochloride
51281814 | Amrubicin hydrochloride
51281815 | Carubicin hydrochloride
51281816 | Daunorubicin aglycone
51281817 | Doxorubicin aglycone
51281818 | Doxorubicin hydrochloride
51281819 | Epirubicin hydrochloride
51281820 | Esorubicin hydrochloride
51281821 | Idarubicin hydrochloride
51281822 | Mitoxantrone dihydrochloride
51281823 | Mitoxantrone hydrochloride
51281824 | Zorubicin hydrochloride
51281901 | Geranylhydroquinone or geroquinol
51281902 | Rifabutin
51281903 | Nemorubicin
51281904 | Olivomycin
51281905 | Plicamycin
51281906 | Puromycin
51281907 | Rufocromomycin or streptonigrin
51281908 | Streptozocin
51281909 | Antramycin or anthramycin
51281910 | Nemorubicin hydrochloride
51281911 | Olivomycin b
51281912 | Puromycin aminonucleoside
51281913 | Pirarubicin
51282001 | Dactinomycin
51282002 | Bacitracin
51282003 | Tigecycline
51282004 | Chloramphenicol or chloramphenicolum
51282005 | Tyrothricin
51282006 | Bacitracin a
51282007 | Bacitracin methylenedisalicylate
51282008 | Bacitracin zinc
51282009 | Chloramphenicol palmitate
51282010 | Chloramphenicol sodium succinate
51282011 | Chloramphenicol stearate
51282012 | Chloramphenicol succinate
51282101 | Clavulanic acid
51282102 | Amantocillin
51282103 | Azidocillin
51282104 | Carumonam
51282105 | Latamoxef or moxalactam
51282106 | Clometocillin
51282107 | Epicillin
51282108 | Faropenem
51282109 | Faropenem sodium
51282110 | Floxacillin or flucloxacillin
51282111 | Penamecillin
51282112 | Isopropicillin
51282113 | Propicillin
51282114 | Metampicillin
51282115 | Oximonam
51282116 | Pivampicillin
51282117 | Sulbenicillin
51282118 | Ciclacillin or gloximonam
51282119 | Hetacillin
51282120 | Azidocillin potassium
51282121 | Sulbactam
51282122 | Azidocillin sodium
51282123 | Sulopenem
51282124 | Carumonam sodium
51282125 | Tameticillin
51282126 | Clometocillin potassium
51282127 | Tazobactam
51282128 | Faropenem daloxate
51282129 | Faropenem medoxomil
51282130 | Flucloxacillin sodium
51282131 | Hetacillin potassium
51282132 | Metampicillin sodium
51282133 | Moxalactam disodium
51282134 | Oximonam sodium
51282135 | Pivampicillin hydrochloride
51282136 | Pivampicillin pamoate
51282137 | Propicillin potassium
51282138 | Sulbenicillin disodium
51282139 | Sulbenicillin sodium
51282140 | Furbucillin
51282201 | Cefotetan
51282202 | Cefoxitin
51282203 | Flomoxef
51282204 | Cefmetazole
51282205 | Cefmetazole sodium
51282206 | Cefotetan disodium
51282207 | Cefotetan sodium
51282208 | Cefoxitin sodium
51282209 | Flomoxef sodium
51282301 | Azithromycin
51282302 | Clarithromycin
51282303 | Dirithromycin
51282304 | Erythromycin
51282305 | Erythromycin ethylcarbonate
51282306 | Flurithromycin
51282307 | Lexithromycin
51282308 | Roxithromycin
51282309 | Azithromycin anhydrous
51282310 | Azithromycin dihydrate
51282311 | Clarithromycin lactobionate
51282312 | Erythromycin a
51282313 | Erythromycin aspartate
51282314 | Erythromycin e
51282315 | Erythromycin enol ether
51282316 | Erythromycin estolate
51282317 | Erythromycin ethyl succinate
51282318 | Erythromycin ethylsuccinate
51282319 | Erythromycin f
51282320 | Erythromycin gluceptate
51282321 | Erythromycin glucoheptonate
51282322 | Erythromycin lactobionate
51282323 | Erythromycin oxime
51282324 | Erythromycin phosphate
51282325 | Erythromycin propionate
51282326 | Erythromycin salnacedin
51282327 | Erythromycin stearate
51282328 | Erythromycin succinate
51282329 | Erythromycin thiocyanate
51282401 | Amdinocillin or mecillinam
51282402 | Pivmecillinam or amdinocillin pivoxil
51282403 | Azlocillin
51282404 | Carbenicillin
51282405 | Carindacillin
51282406 | Fuzlocillin
51282407 | Mezlocillin
51282408 | Mezlocillin sodium
51282409 | Piperacillin
51282410 | Temocillin
51282411 | Ticarcillin
51282412 | Azlocillin sodium
51282413 | Carbenicillin disodium
51282414 | Carbenicillin indanyl
51282415 | Carbenicillin indanyl sodium
51282416 | Carbenicillin phenyl
51282417 | Carbenicillin phenyl sodium
51282418 | Carbenicillin sodium
51282419 | Carindacillin sodium
51282420 | Mezlocillin sodium monohydrate
51282421 | Piperacillin anhydrous
51282422 | Piperacillin hydrate
51282423 | Piperacillin sodium
51282424 | Pivmecillinam hydrochloride
51282425 | Temocillin sodium
51282426 | Ticarcillin cresyl sodium
51282427 | Ticarcillin disodium
51282428 | Ticarcillin sodium
51282501 | Cefacetrile or cephacetrile
51282502 | Cefadroxil
51282503 | Cefalexin or cephalexin
51282504 | Cefaloglycin or cephaloglycin
51282505 | Cefaloridine or cephaloridine
51282506 | Cefalotin or cephalothin
51282507 | Cefroxadine
51282508 | Cefatrizine
51282509 | Cefazaflur
51282510 | Cefazedone
51282511 | Cefazolin or cefazoline or cephazolin
51282513 | Ceftezole
51282514 | Cephalexin
51282516 | Cefapirin or cephapirin
51282517 | Cefradine or cephradine
51282518 | Cefmepidium
51282519 | Cefacetrile sodium
51282520 | Cefadroxil hemihydrate
51282521 | Cefadroxil monohydrate
51282522 | Cefalexin hydrochloride
51282523 | Cefalexin monohydrate
51282524 | Cefalexin sodium
51282525 | Cefalotin sodium
51282526 | Cefapirin sodium
51282527 | Cefatrizine compd with propylene glycol
51282528 | Cefatrizine propylene glycol
51282529 | Cefazaflur sodium
51282530 | Cefazedone sodium
51282531 | Cefazolin benzathine
51282532 | Cefazolin sodium
51282533 | Cefmepidium chloride
51282534 | Ceftezole sodium
51282601 | Cefpirome
51282602 | Cefepime
51282603 | Cefluprenam
51282604 | Cefoselis
51282605 | Cefozopran
51282606 | Cefquinome
51282607 | Cefovecin
51282608 | Cefepime dihydrochloride
51282609 | Cefepime dihydrochloride monohydrate
51282610 | Cefepime hydrochloride
51282611 | Cefoselis sulfate
51282612 | Cefovecin sodium
51282613 | Cefozopran hydrochloride
51282614 | Cefpirome sulfate
51282615 | Cefquinome sulfate
51282701 | Teicoplanin
51282702 | Vancomycin
51282703 | Vancomycin hydrochloride
51282704 | Dalbavancin
51282705 | Vancomycin monohydrochloride
51282801 | Tinidazole
51282802 | Coumamycin
51282803 | Ornidazole
51282804 | Secnidazole
51282805 | Propenidazole
51282806 | Dimetridazole
51282807 | Telithromycin
51282808 | Metronidazole
51282809 | Nimorazole
51282810 | Metronidazole benzoate
51282811 | Metronidazole hydrochloride
51282812 | Metronidazole phosphate
51282901 | Cinoxacin
51282902 | Alatrofloxacin
51282903 | Amifloxacin
51282904 | Balofloxacin
51282905 | Besifloxacin
51282906 | Besifloxacin hydrochloride
51282907 | Binfloxacin
51282908 | Cadrofloxacin
51282909 | Ciprofloxacin
51282910 | Clinafloxacin
51282911 | Danofloxacin
51282912 | Dequalinium
51282913 | Difloxacin
51282914 | Gemifloxacin
51282915 | Ecenofloxacin
51282916 | Enrofloxacin
51282917 | Fandofloxacin
51282918 | Fleroxacin
51282919 | Flumequine
51282920 | Garenoxacin
51282921 | Gatifloxacin
51282922 | Merafloxacin
51282923 | Grepafloxacin
51282924 | Ibafloxacin
51282925 | Irloxacin
51282926 | Levofloxacin
51282927 | Lomefloxacin
51282928 | Marbofloxacin
51282929 | Pefloxacin
51282930 | Miloxacin
51282931 | Moxifloxacin
51282932 | Norfloxacin
51282933 | Olamufloxacin
51282934 | Orbifloxacin
51282935 | Oxolinic acid
51282936 | Pazufloxacin
51282937 | Sitafloxacin
51282938 | Pipemidic acid
51282939 | Piromidic acid
51282940 | Premafloxacin
51282941 | Prulifloxacin
51282942 | Rosoxacin
51282943 | Rufloxacin
51282944 | Sparfloxacin
51282945 | Temafloxacin
51282946 | Temafloxacin hydrochloride
51282947 | Tioxacin
51282948 | Tosufloxacin
51282949 | Trovafloxacin
51282950 | Sarafloxacin
51282951 | Nalidixic acid
51282952 | Decoquinate
51282953 | Enoxacin
51282954 | Enoxacin sesquihydrate
51282955 | Esafloxacin
51282956 | Ofloxacin
51282957 | Ofloxacin hydrochloride
51283001 | Pirlimycin
51283002 | Clindamycin
51283003 | Clindamycin hydrochloride
51283004 | Clindamycin palmitate
51283005 | Clindamycin palmitate hydrochloride
51283006 | Clindamycin phosphate
51283007 | Pirlimycin hydrochloride
51283101 | Anidulafungin
51283102 | Caspofungin
51283103 | Cilofungin
51283104 | Colistimethate
51283105 | Micafungin
51283106 | Polymyxin b
51283107 | Caspofungin acetate
51283108 | Colistimethate sodium
51283109 | Micafungin sodium
51283110 | Clofazimine
51283111 | Cuprimyxin
51283112 | Gramicidin
51283201 | Filipin
51283202 | Filipin iii
51283203 | Josamycin
51283204 | Tylosin
51283205 | Oleandomycin
51283206 | Rokitamycin
51283207 | Sedecamycin
51283208 | Spiramycin
51283209 | Tilmicosin
51283210 | Troleandomycin
51283211 | Fidaxomicin
51283212 | Mepartricin
51283213 | Mirosamicin
51283214 | Josamycin propionate
51283215 | Relomycin
51283216 | Triacetyloleandomycin or troleandomycin
51283217 | Josamycin tartrate
51283218 | Mepartricin a
51283219 | Mepartricin b
51283220 | Oleandomycin phosphate
51283221 | Spiramycin adipate
51283222 | Spiramycin i
51283223 | Tilmicosin phosphate
51283224 | Tylosin phosphate
51283225 | Tylosin tartrate
51283301 | Cycloserine
51283302 | Eperezolid
51283303 | Linezolid
51283304 | Cycloserine tartrate
51283305 | Levofuraltadone
51283306 | Levofuraltadone hydrochloride
51283401 | Penicillin o
51283402 | Adicillin or penicillin n
51283403 | Apalcillin
51283404 | Carfecillin
51283405 | Benzylpenicillin or penicillin g
51283406 | Penicillin V or phenoxymethylpenicillin
51283407 | Pheneticillin or phenethicillin
51283408 | Prazocillin
51283409 | Procaine benzylpenicillin or procaine penicillin g
51283410 | Sarpicillin
51283411 | Piroxicillin
51283412 | Apalcillin sodium
51283413 | Rotamicillin
51283414 | Benzylpenicillin potassium
51283415 | Tobicillin
51283416 | Benzylpenicillin sodium
51283417 | Carfecillin sodium
51283418 | Pheneticillin potassium
51283419 | Phenoxymethylpenicillin calcium
51283420 | Phenoxymethylpenicillin potassium
51283421 | Fenbenicillin
51283422 | Fumoxicillin
51283423 | Oxetacillin
51283501 | Cloxacillin
51283502 | Dicloxacillin
51283503 | Methicillin or meticillin
51283504 | Nafcillin
51283505 | Oxacillin
51283506 | Cloxacillin benzathine
51283507 | Cloxacillin sodium
51283508 | Cloxacillin sodium anhydrous
51283509 | Dicloxacillin sodium
51283510 | Dicloxacillin sodium anhydrous
51283511 | Dicloxacillin sodium monohydrate
51283512 | Meticillin sodium
51283513 | Nafcillin sodium
51283514 | Nafcillin sodium anhydrous
51283515 | Nafcillin sodium monohydrate
51283516 | Oxacillin sodium
51283517 | Oxacillin sodium anhydrous
51283601 | Rifampicin or rifampin
51283602 | Rifamycin
51283603 | Rifapentine
51283604 | Rifaximin
51283605 | Rifametane
51283606 | Rifamycin amp
51283607 | Rifamycin b
51283608 | Rifamycin b diethylamide
51283609 | Rifamycin o
51283610 | Rifamycin s
51283611 | Rifamycin sodium
51283612 | Rifamycin sv
51283701 | Cefaclor
51283702 | Cefamandole
51283703 | Cefbuperazone
51283704 | Cefetrizole
51283705 | Cefminox
51283706 | Cefonicid
51283707 | Ceforanide
51283708 | Cefotiam
51283709 | Cefprozil
51283710 | Cefuzonam
51283711 | Loracarbef
51283712 | Cefuroxime
51283713 | Cefaclor anhydrous
51283714 | Cefamandole nafate
51283715 | Cefamandole sodium
51283716 | Cefbuperazone sodium
51283717 | Cefminox sodium
51283718 | Cefonicid monosodium
51283719 | Cefonicid sodium
51283720 | Cefotiam dihydrochloride
51283721 | Cefotiam hexetil hydrochloride
51283722 | Cefotiam hydrochloride
51283723 | Cefprozil anhydrous
51283724 | Cefuroxime axetil
51283725 | Cefuroxime pivoxetil
51283726 | Cefuroxime sodium
51283727 | Cefuzonam sodium
51283728 | Loracarbef monohydrate
51283801 | Dalfopristin
51283802 | Pristinamycin or pristinamycine
51283803 | Quinupristin
51283804 | Volpristin
51283805 | Virginiamycin
51283901 | Sulfacetamide
51283902 | Mafenide
51283903 | Phthalylsulfathiazole
51283904 | Silvadene or silver sulfadiazine
51283905 | Succinylsulfathiazole
51283906 | Sulfabenzamide
51283907 | Sulfacitine or sulfacytine
51283908 | Sulfadiazine
51283909 | Sulfadimethoxine
51283910 | Sulfadimethazine or sulfadimidine or sulfamidine
51283911 | Sulfadoxine or sulphadoxine
51283912 | Sulfafurazole or sulfisoxazole or sulphafurazole
51283913 | Sulfametoxydiazine or sulfamethoxydiazine sulfameter
51283914 | Sulfaguanidine
51283915 | Sulfalene or sulfamethopyrazine
51283916 | Sulfamazone
51283917 | Sulfamerazine
51283918 | Sulfamethizole
51283919 | Sulfamethoxazole
51283920 | Sulfamethoxypyridazine
51283921 | Sulfametomidine or sulfamethomidine
51283922 | Sulfathiourea
51283923 | Sulfametrole
51283924 | Sulfamoxole
51283925 | Sulfaperin or sulfaperine
51283926 | Sulfaphenazole
51283927 | Sulfapyridine
51283928 | Sulfaquinoxaline
51283929 | Sulfathiazole
51283930 | Sulfatolamide
51283931 | Sulfaisodimidine or sulfamethin or sulfisomidine or sulphasomidine
51283932 | Sulfanilamide or sulphanilamide
51283933 | Aldesulfone sodium or sulfoxone
51283934 | Sulfatrozole
51283935 | Sulfadicramide
51283936 | Sulfafenazol
51283937 | Mafenide acetate
51283938 | Salazosulfathiazole
51283939 | Mafenide hydrochloride
51283940 | Sulfachlorpyridazine or sulfaclozine
51283941 | Sulfacetamide sodium
51283942 | Sulfachrysoidine
51283943 | Sulfacetamide sodium anhydrous
51283944 | Sulfaclomide
51283945 | Sulfadiazine silver
51283946 | Sulfamonomethoxine
51283947 | Sulfadiazine sodium
51283948 | Sulfanitran
51283949 | Sulfamerazine sodium
51283950 | Sulfaproxyline
51283951 | Sulfamethoxazole sodium
51283952 | Sulfarsphenamine
51283953 | Sulfaquinoxaline sodium
51283954 | Vanyldisulfamide
51283955 | Sulfathiazole sodium
51283956 | Sulfathiazole sodium monohydrate
51283957 | Sulfathiazole zinc
51283958 | Sulfisomidine sodium
51283959 | Benzylsulfamide
51283960 | Ditolamide
51283961 | Glucosulfamide
51283962 | Mesulfamide
51283963 | Phthalylsulfamethizole
51284001 | Apicycline
51284002 | Chlortetracycline
51284003 | Clomocycline
51284004 | Demeclocycline
51284005 | Demecycline
51284006 | Doxycycline
51284007 | Etamocycline
51284008 | Guamecycline
51284009 | Lymecycline
51284010 | Meclocycline
51284011 | Metacycline or methacycline
51284012 | Minocycline
51284013 | Nitrocycline
51284014 | Oxytetracycline
51284015 | Pipacycline
51284016 | Rolitetracycline
51284017 | Tetracycline
51284018 | Chlortetracycline bisulfate
51284019 | Chlortetracycline calcium
51284020 | Chlortetracycline hydrochloride
51284021 | Clomocycline sodium
51284022 | Demeclocycline calcium
51284023 | Demeclocycline hydrochloride
51284024 | Doxycycline anhydrous
51284025 | Doxycycline calcium
51284026 | Doxycycline fosfatex
51284027 | Doxycycline hyclate
51284028 | Doxycycline hydrochloride
51284029 | Doxycycline hydrochloride hemiethanolate hemihydrate
51284030 | Doxycycline monohydrate
51284031 | Doxycycline phosphate
51284032 | Guamecycline dihydrochloride
51284033 | Meclocycline sulfosalicylate
51284034 | Methacycline hydrochloride
51284035 | Minocycline hydrochloride
51284036 | Oxytetracycline anhydrous
51284037 | Oxytetracycline calcium
51284038 | Oxytetracycline dihydrate
51284039 | Oxytetracycline hydrochloride
51284040 | Rolitetracycline nitrate
51284041 | Rolitetracycline nitrate anhydrous
51284042 | Tetracycline guaiacolsulfonate
51284043 | Tetracycline hydrochloride
51284044 | Tetracycline metaphosphate
51284045 | Tetracycline phosphate
51284046 | Tetracycline phosphate complex
51284047 | Tetracycline trihydrate
51284101 | Cefcapene
51284102 | Cefdaloxime
51284103 | Cefdinir
51284104 | Cefditoren
51284105 | Cefetamet
51284106 | Cefixime
51284107 | Cefmenoxime
51284108 | Ceftazidime
51284109 | Cefotaxime
51284110 | Cefpimizole
51284111 | Cefpiramide
51284112 | Cefpodoxime
51284113 | Cefsulodin
51284114 | Cefteram
51284115 | Ceftibuten
51284116 | Ceftiofur
51284117 | Ceftiolene
51284118 | Ceftioxide
51284119 | Ceftriaxone
51284120 | Ceftizoxime
51284121 | Cefoperazone
51284122 | Cefodizime
51284123 | Cefcapene pivoxil
51284124 | Cefcapene pivoxil hydrochloride
51284125 | Cefditoren pivaloyloxymethyl ester
51284126 | Cefditoren pivoxil
51284127 | Cefetamet pivaloyloxymethyl ester
51284128 | Cefetamet pivoxil
51284129 | Cefetamet pivoxil hydrochloride
51284130 | Cefixime anhydrous
51284131 | Cefixime trihydrate
51284132 | Cefmenoxime hydrochloride
51284133 | Cefodizime disodium
51284134 | Cefodizime sodium
51284135 | Cefoperazone sodium
51284136 | Cefotaxime sodium
51284137 | Cefpimizole sodium
51284138 | Cefpiramide sodium
51284139 | Cefpodoxime proxetil
51284140 | Cefsulodin sodium
51284141 | Ceftazidime pentahydrate
51284142 | Ceftazidime sodium
51284143 | Cefteram pivaloyloxymethyl ester
51284144 | Cefteram pivoxil
51284145 | Ceftibuten dihydrate
51284146 | Ceftiofur hydrochloride
51284147 | Ceftiofur sodium
51284148 | Ceftizoxime alapivoxil
51284149 | Ceftizoxime sodium
51284150 | Ceftriaxone sodium
51284301 | Azidamfenicol
51284302 | Florfenicol
51284303 | Thiamphenicol
51284304 | Racefenicol or racephenicol
51284305 | Thiamphenicol aminoacetate hydrochloride
51284306 | Thiamphenicol glycinate
51284307 | Thiamphenicol glycinate hydrochloride
51284401 | Ceftaroline fosamil
51284402 | Ceftobiprole
51284403 | Ceftobiprole medocaril
51284501 | Lincomycin
51284502 | Aztreonam
51284503 | Colistin
51284504 | Bambermycin
51284505 | Aztreonam lysine
51284506 | Colistin sulfate
51284507 | Lincomycin hydrochloride
51284508 | Lincomycin hydrochloride anhydrous
51284509 | Lincomycin hydrochloride monohydrate
51284601 | Biapenem
51284602 | Doripenem
51284603 | Ertapenem
51284604 | Imipenem
51284605 | Meropenem
51284606 | Panipenem
51284607 | Doripenem hydrate
51284608 | Doripenem monohydrate
51284609 | Ertapenem disodium
51284610 | Ertapenem sodium
51284611 | Imipenem anhydrous
51284612 | Meropenem anhydrous
51284613 | Meropenem trihydrate
51284701 | Xibornol
51284703 | Cloxiqine or cloxyquin
51284704 | Midecamycin
51284705 | Penoctonium
51284706 | Retapamulin
51284708 | Distamycin a or stallimycin
51284709 | Tiamulin
51284710 | Valnemulin
51284711 | Midecamycin acetate
51284712 | Penoctonium bromide
51284713 | Stallimycin hydrochloride
51284714 | Sulfadiasulfone sodium
51284715 | Tiamulin fumarate
51284716 | Tiamulin hydrogen fumarate
51284717 | Azamulin
51284801 | Benzalkonium/lidocaine
51284802 | Benzethonium chloride/corn starch/kaolin/zinc oxide
51284803 | Camphor/corn starch/eucalyptus/kaolin/triclosan/zinc oxide
51284804 | Chlorhexidine gluconate/ispropyl alcohol
51284805 | Ichthammol/lanolin/petrolatum
51284806 | Iodine/potassium iodide
51284807 | Iodine/sodium iodide
51284901 | Sulfamethizole/trimethoprim
51284902 | Aztreonam/dextrose
51284903 | Cilastatin/imipenem
51284904 | Methenamine/potassium phosphate
51284905 | Methenamine/sodium biphosphate
51284906 | Methinamine/sodium salicylate
51284907 | Phenazopyridine/sulfamethizole
51284908 | Phenazopyridine/sulfamethoxazole
51284909 | Phenazopyridine/sulfisoxazole
51284910 | Sulfadiazine/sulfamerazine/sulfamethazine
51284911 | Sulfamethoxazole/trimethoprim
51285001 | Clavulanate/ticarcillin
51285002 | Dextrose/ticarcillin
51285003 | Piperacillin/tazobactam
51285101 | Amoxicillin/clarithromycin/lansoprazole
51285102 | Bismuth subsalicylate/metronidazole/tetracycline
51285103 | Bismuth/metronidazole/tetracycline
51285201 | Baquiloprim
51285202 | Epiroprim
51285203 | Trimethoprim
51285204 | Trimethoprim hydrochloride
51285205 | Trimethoprim pamoate
51285206 | Trimethoprim sulfate
51285301 | Ranbezolid
51285302 | Furazolidone
51285303 | Nifurquinazol
51285304 | Nifurtoinol
51285305 | Nifurzide
51285306 | Furalazine
51285307 | Nitrofurantoin
51285308 | Furaltadone
51285309 | Furaltadone hydrochloride
51285310 | Nifuradene
51285311 | Nifuralide
51285312 | Nifurethazone
51285313 | Nifurimide
51285314 | Nifurizone
51285315 | Nifurmazole
51285316 | Nifuroxime
51285317 | Nifurpirinol
51285318 | Nifurvidine
51285319 | Nifuratel
51285401 | Cefaloram
51285402 | Cefedrolor
51285403 | Cefivitril
51285404 | Cefoxazole
51285405 | Cefrotil
51285406 | Cefuracetime
51285407 | Cefcanel
51285408 | Cefmatilen
51285409 | Cefsumide
51285501 | Clazuril
51285502 | Clofoctol
51285503 | Ditophal
51285504 | Fusidate or fusidic acid
51285505 | Oxibetaine
51285506 | Cefempidone
51285507 | Heliomycin
51285601 | Azacosterol
51285602 | Azacosterol hydrochloride
51285603 | Delmopinol
51285604 | Delmopinol hydrochloride
51285605 | Lasalocid
51285606 | Lasalocid a
51285607 | Lasalocid sodium
51285701 | Betamipron
51285702 | Tolfamide
51285801 | Aconiazide
51285802 | Hexamidine
51285803 | Hexamidine diisethionate
51285804 | Hexamine mandelate
51285805 | Hexamine or methenamine
51285806 | Opiniazide
51285901 | Benurestat
51285902 | Cilastatin
51285903 | Cilastatin sodium
51285904 | Dectaflur
51285905 | Etisomicin
51285906 | Hexamethylenetetramine or methenamine hippurate
51285907 | Methenamine mandelate
51285908 | Pirtenidine
51286001 | Dichlorophenarsine
51286101 | Enoxamast
51286102 | Hexedine
51286201 | Fosfomycin
51286202 | Fosfomycin calcium
51286203 | Fosfomycin calcium monohydrate
51286204 | Fosfomycin disodium
51286205 | Fosfomycin sodium
51286206 | Fosfomycin trometamol
51286207 | Fosfomycin tromethamine
51286208 | Fosmidomycin
51286301 | Picloxydine
51286302 | Picloxydine dihydrochloride
51286401 | Octapinol
51286402 | Pecocycline
51286501 | Mupirocin
51286502 | Mupirocin calcium
51286503 | Narasin
51286504 | Novobiocin
51286505 | Novobiocin calcium
51286601 | Efrotomycin
51286602 | Ftivazide
51286701 | Aditoprim
51286702 | Brodimoprim
51286703 | Iclaprim
51286704 | Metioprim
51286705 | Ormetoprim
51286706 | Talmetoprim
51286707 | Tetroxoprim
51286708 | Vaneprim
51286801 | Chlorquinaldol
51286802 | Iclaprim mesilate or mesylate
51286803 | Nitroxoline
51286804 | Proquinolate
51286901 | Carbadox
51286902 | Cinoquidox
51286903 | Drazidox
51286904 | Levcycloserine
51286905 | Mequidox
51286906 | Olaquindox
51287001 | Acedapsone
51287002 | Acetosulfone or sulfadiasulfone
51287003 | Chaulmosulfone
51287004 | Dapsone
51287005 | Diathymosulfone
51287006 | Glucosulfone
51287007 | Glucosulfone sodium
51287008 | Solasulfone
51287009 | Antibacterial ureas
51287010 | Dicloralurea
51287011 | Etocarlide
51291501 | Feprosidnine
51291502 | Almoxatone
51291503 | Befloxatone
51291504 | Cimoxatone
51291505 | Cyclazodone
51291506 | Deximafen
51291507 | Ebalzotan
51291508 | Efetozole
51291509 | Fenmetozole
51291510 | Fezolamine
51291511 | Isocarboxazid
51291512 | Nefazodone
51291513 | Toloxatone
51291514 | Fenmetozole hydrochloride
51291515 | Fezolamine fumarate
51291516 | Nefazodone hydrochloride
51291601 | Dimetacrine
51291602 | Monometacrine
51291603 | Dimetacrine bitartrate
51291701 | Venlafaxine
51291702 | Cericlamine
51291703 | Clemeprol
51291704 | Desvenlafaxine
51291705 | Fenpentadiol
51291706 | Flerobuterol
51291707 | Isamoltan
51291708 | Setazindol
51291709 | Bipenamol
51291710 | Bipenamol hydrochloride
51291711 | Desvenlafaxine succinate
51291712 | Venlafaxine hydrochloride
51291801 | Agomelatine
51291802 | Eclanamine
51291803 | Moclobemide
51291804 | Nitrafudam
51291805 | Eclanamine maleate
51291806 | Nitrafudam hydrochloride
51291901 | Napactadine
51291902 | Alaproclate
51291903 | Nitracrine
51291904 | Hypericum or saint johns wart
51291905 | Napactadine hydrochloride
51291906 | Nitracrine dihydrochloride
51291907 | Oxitriptan
51292001 | Adrafinil
51292002 | Amiflamine
51292003 | Ansoxetine
51292004 | Citalopram
51292005 | Clorgiline
51292006 | Dapoxetine
51292007 | Melitracen
51292008 | Diisopromine or disoprominum
51292009 | Escitalopram
51292010 | Flunamine
51292011 | Fluoxetine
51292012 | Fluoxetine hydrochloride
51292013 | Fluvoxamine
51292014 | Medifoxamine
51292015 | Nisoxetine
51292016 | Sertraline
51292017 | Talopram
51292018 | Tranylcypromine
51292019 | Citalopram hydrobromide
51292020 | Citalopram hydrochloride
51292021 | Dapoxetine hydrochloride
51292022 | Diisopromine hydrochloride
51292023 | Escitalopram oxalate
51292024 | Fluvoxamine maleate
51292025 | Medifoxamine fumarate
51292026 | Melitracen hydrochloride
51292027 | Sertraline hydrochloride
51292028 | Talopram hydrochloride
51292029 | Tranylcypromine sulfate
51292030 | Tranylcypromine sulphate
51292101 | Danitracen
51292102 | Levoprotiline
51292103 | Litracen
51292104 | Maprotiline
51292105 | Levoprotiline hydrochloride
51292106 | Maprotiline hydrochloride
51292107 | Maprotiline mesilate or mesylate
51292201 | Etacepride
51292202 | Flubepride
51292203 | Irolapride
51292204 | Itopride
51292205 | Mosapride
51292206 | Sevopramide
51292207 | Itopride hydrochloride
51292208 | Mosapride citrate
51292301 | Mosapramine
51292302 | Dembrexine
51292303 | Tropanserin
51292304 | Etrabamine
51292305 | Mosapramine dihydrochloride
51292306 | Tropanserin hydrochloride
51292401 | Bifemelane
51292402 | Fengabine
51292403 | Bifemelane hydrochloride
51292501 | Flibanserin
51292502 | Itasetron
51292601 | Clorazepate
51292602 | Zomebazam
51292603 | Aptazapine
51292604 | Ftormetazine
51292605 | Aptazapine maleate
51292606 | Clorazepate dipotassium
51292607 | Clorazepate monopotassium or potassium clorazepate
51292701 | Cilobamine
51292702 | Encyprate
51292703 | Metralindole
51292704 | Cinanserin
51292705 | Cilobamine mesilate or mesylate
51292706 | Cinanserin hydrochloride
51292707 | Metralindole hydrochloride
51292801 | Milnacipran
51292802 | Amoxapine
51292803 | Doxepin
51292804 | Lysergide
51292805 | Doxepin hydrochloride
51292806 | Milnacipran hydrochloride
51292901 | Cianopramine
51292902 | Clomipramine
51292903 | Depramine
51292904 | Desipramine
51292905 | Desipramine hydrochloride
51292906 | Homopipramol
51292907 | Imipramine or melipramine or prazepine
51292908 | Mirtazapine
51292909 | Lofepramine
51292910 | Maroxepin
51292911 | Metapramine
51292912 | Mianserin
51292913 | Opipramol
51292914 | Tiracizine
51292915 | Trimipramine
51292916 | Dibenzepin
51292917 | Clomipramine hydrochloride
51292918 | Desipramine trifluoroacetate
51292919 | Dibenzepin hydrochloride
51292920 | Imipramine embonate
51292921 | Imipramine hydrochloride
51292922 | Imipramine pamoate
51292923 | Lofepramine hydrochloride
51292924 | Mianserin hydrochloride
51292925 | Mirtazapine hemihydrate
51292926 | Opipramol dihydrochloride
51292927 | Opipramol hydrochloride
51292928 | Tiracizine hydrochloride
51292929 | Trimipramine maleate
51293001 | Nortriptyline
51293002 | Amitriptyline
51293003 | Amitriptylinoxide
51293004 | Benzaprinoxide
51293005 | Butriptyline
51293006 | Cotriptyline
51293007 | Noxiptiline
51293008 | Protriptyline
51293009 | Amineptine
51293010 | Amineptine hydrochloride
51293011 | Amineptine sodium
51293012 | Amitriptyline hydrochloride
51293013 | Amitriptyline pamoate
51293014 | Butriptyline hydrochloride
51293015 | Nortriptyline hydrochloride
51293016 | Noxiptiline hydrochloride
51293017 | Protriptyline hydrochloride
51293101 | Adafenoxate
51293102 | Iproclozide
51293201 | Iproniazid or iproniazide
51293202 | Phenelzine
51293203 | Pheniprazine
51293204 | Phenelzine sulfate
51293205 | Phenelzine sulphate
51293206 | Pheniprazine hydrochloride
51293401 | Cirazoline
51293402 | Bupropion
51293403 | Nialamide
51293404 | Tofenacin
51293405 | Deprodone
51293406 | Deprodone propionate
51293407 | Tofenacin hydrochloride
51293501 | Pirandamine
51293502 | Indatraline
51293503 | Pirandamine hydrochloride
51293601 | Roxindole
51293602 | Amedalin
51293603 | Amedalin hydrochloride
51293604 | Azepindole
51293605 | Binedaline
51293606 | Ciclazindol
51293607 | Ciclindole or cyclindole
51293608 | Iprindole
51293609 | Pirlindole
51293610 | Tiflucarbine
51293611 | Tipindole
51293612 | Binedaline hydrochloride
51293613 | Iprindole hydrochloride
51293614 | Pirlindole hydrochloride
51293615 | Roxindole mesilate
51293701 | Diclofensine
51293702 | Nomifensine
51293703 | Nomifensine maleate
51293801 | Pirolazamide
51293802 | Modaline
51293803 | Modaline sulfate
51293901 | Oxabrexine
51293902 | Cinfenine
51294001 | Aprepitant
51294002 | Eprobemide
51294101 | Dexnafenodone
51294102 | Nafenodone
51294201 | Bazinaprine
51294202 | Caroxazone
51294203 | Fenmetramide
51294204 | Indeloxazine
51294205 | Oxaflozane
51294206 | Paraxazone
51294207 | Reboxetine
51294208 | Teniloxazine
51294209 | Indeloxazine hydrochloride
51294210 | Oxaflozane hydrochloride
51294211 | Reboxetine mesilate or mesylate
51294301 | Quisultazine
51294302 | Losindole
51294303 | Cotinine
51294304 | Ganaxolone
51294305 | Cotinine fumarate
51294401 | Mezilamine
51294402 | Adatanserin
51294403 | Aripiprazole
51294404 | Befuraline
51294405 | Delfaprazine
51294406 | Etoperidone
51294407 | Metoxepin
51294408 | Oxypertine
51294409 | Piberaline
51294410 | Tebatizole
51294411 | Trazitiline
51294412 | Trazodone
51294413 | Vanoxerine
51294414 | Vilazodone
51294415 | Adatanserin hydrochloride
51294416 | Aripiprazole cavoxil
51294417 | Aripiprazole lauroxil
51294418 | Befuraline hydrochloride
51294419 | Etoperidone hydrochloride
51294420 | Oxypertine hydrochloride
51294421 | Trazodone hydrochloride
51294422 | Vilazodone hydrochloride
51294501 | Ivoqualine
51294502 | Altanserin
51294503 | Brofaromine
51294504 | Enefexine
51294505 | Femoxetine
51294506 | Hepzidine
51294507 | Ifoxetine
51294508 | Litoxetine
51294509 | Metioxate
51294510 | Omiloxetine
51294511 | Panuramine
51294512 | Paroxetine
51294513 | Paroxetine hydrochloride
51294514 | Seganserin
51294515 | Azaloxan
51294516 | Altanserin tartrate
51294517 | Azaloxan fumarate
51294518 | Femoxetine hydrochloride
51294519 | Paroxetine acetate
51294520 | Paroxetine hydrochloride hemihydrate
51294521 | Paroxetine hydrochloride hydrate
51294522 | Paroxetine maleate
51294523 | Paroxetine mesilate or mesylate
51294601 | Minaprine
51294602 | Pipofezine
51294603 | Minaprine hydrochloride
51294701 | Dicarbine
51294702 | Nomelidine
51294703 | Pirisudanol or pyrisuccideanol
51294801 | Gepirone
51294802 | Rofelodine
51294803 | Gepirone hydrochloride
51294901 | Tianeptine
51294902 | Aceprometazine
51294903 | Dosulepin
51294904 | Ftorpropazine
51294905 | Nuclotixene
51294906 | Pizotifen or pizotyline
51294907 | Tienopramine
51294908 | Aceprometazine maleate
51294909 | Dosulepin hydrochloride
51294910 | Tianeptine sodium
51295001 | Atibeprone
51295002 | Dexamisole
51295101 | Beloxepin
51295102 | Clodazon
51295103 | Dazadrol
51295104 | Fantridone
51295105 | Clodazon hydrochloride
51295106 | Clodazon hydrochloride anhydrous
51295107 | Dazadrol maleate
51295108 | Fantridone hydrochloride
51295301 | Alnespirone
51295302 | Eprovafen
51295303 | Trazium esilate
51301601 | Chlorphenesin
51301602 | Piroctone olamine or octopirox or piroctone ethanolamine
51301603 | Chlorphenesin carbamate
51301701 | Buclosamide
51301702 | Exalamide
51301801 | Butenafine
51301802 | Butenafine hydrochloride
51301803 | Naftifine
51301804 | Naftifine hydrochloride
51301901 | Acrisorcin
51301902 | Saperconazole
51301903 | Chlormidazole
51301904 | Griseofulvin
51301905 | Chlormidazole hydrochloride
51302001 | Caprylic acid or Octanoic acid
51302002 | Sodium caprylate
51302003 | Sulfiram
51302004 | Tolnaftate
51302005 | Tolciclate
51302101 | Oxifungin
51302102 | Triafungin
51302103 | Oxifungin hydrochloride
51302301 | Croconazole hydrochloride
51302302 | Becliconazole
51302303 | Bifonazole
51302304 | Brolaconazole
51302305 | Chlordantoin or clodantoin
51302306 | Climbazole
51302307 | Croconazole
51302308 | Clotrimazole
51302309 | Isoconazole
51302310 | Democonazole
51302311 | Doconazole
51302312 | Eberconazole
51302313 | Econazole
51302314 | Enilconazole
51302315 | Fenticonazole
51302316 | Flutrimazole
51302317 | Sertaconazole
51302318 | Ketoconazole
51302319 | Lanoconazole
51302320 | Miconazole
51302321 | Neticonazole
51302322 | Omoconazole
51302323 | Oxiconazole
51302324 | Sulconazole
51302325 | Tioconazole
51302326 | Valconazole
51302327 | Zoficonazole
51302328 | Butoconazole
51302329 | Abunidazole
51302330 | Butoconazole nitrate
51302331 | Econazole nitrate
51302332 | Enilconazole for veterinary use
51302333 | Enilconazole sulfate
51302334 | Fenticonazole mononitrate
51302335 | Fenticonazole nitrate
51302336 | Isoconazole nitrate
51302337 | Miconazole nitrate
51302338 | Neticonazole hydrochloride
51302339 | Omoconazole nitrate
51302340 | Oxiconazole nitrate
51302341 | Sertaconazole nitrate
51302342 | Sulconazole nitrate
51302401 | Amphotericin b
51302402 | Candicidin
51302403 | Natamycin
51302404 | Nystatin
51302405 | Candicidin d
51302501 | Liranaftate
51302502 | Terbinafine
51302503 | Terbinafine hydrochloride
51302601 | Fosfluconazole
51302602 | Amorolfine
51302603 | Haloprogin
51302604 | Ambruticin
51302605 | Amorolfine hydrochloride
51302701 | Chlorocresol
51302702 | Cresol
51302901 | Ciclopirox
51302902 | Rilopirox
51302903 | Ciclopirox olamine
51303001 | Flucytosine
51303002 | Voriconazole
51303101 | Pyrrolnitrin
51303102 | Pecilocin or variotin
51303103 | Albaconazole
51303104 | Thymol iodide
51303201 | Basifungin
51303202 | Clofenoxyde
51303203 | Lidimycin or lydimycin
51303204 | Nifurmerone
51303205 | Tolindate
51303206 | Bensuldazic acid
51303301 | Diamthazole or dimazole
51303302 | Fezatione
51303303 | Ravuconazole
51303304 | Ticlatone
51303401 | Alteconazole
51303402 | Fluconazole
51303403 | Itraconazole
51303404 | Posaconazole
51303406 | Flucloronide
51303407 | Terconazole
51303601 | Benzoic acid/boric acid/zinc oxide/zinc stearate
51303602 | Acetone/basic fuchsin/boric acid/resorcinol
51303603 | Acetone/boric acid/resorcinol
51303604 | Alcohol, isopropyl/undecylenic acid
51303605 | Alcohol/benzocaine/choroxylenol/resorcinol/salicylic acid
51303606 | Alcohol/benzoic acid/boric acid/zinc oxide/zinc stearate
51303607 | Ammonia/benzoic/propionic/salicylic/sodium/sodium/undecylenic acid
51303608 | Benzalkonium/cetylpyridinium/chloroxylenol/sodium/triacetin
51303609 | Benzalkonium/cetylpyridinium/chloroxylenol/triacetin
51303610 | Benzocaine/chloroxylenol/isopropyl/resorcinol/salicylic acid
51303611 | Benzoic acid/salicylic acid
51303612 | Calcium undecylenate/zinc undecylenate
51303613 | Chloroxylenol/undecylenic acid
51303614 | Diphenhydramine/lidocaine/nystatin
51303615 | Miconazole/zinc
51303616 | Undecylenic acid/zinc undecylenate
51303701 | Chlorophyll/thymol
51311601 | Nedocromil
51311602 | Efletirizine
51311603 | Mepyramine or pyrilamine
51311604 | Setastine
51311605 | Efletirizine dihydrochloride
51311606 | Mepyramine hydrochloride
51311607 | Mepyramine maleate
51311608 | Mepyramine tannate
51311609 | Nedocromil calcium
51311610 | Nedocromil sodium
51311611 | Setastine hydrochloride
51311701 | Meclizine or meclozine
51311702 | Phenyltoloxamine
51311703 | Quifenadine
51311704 | Phenyltoloxamine citrate
51311705 | Phenyltoloxamine dihydrogen citrate
51311706 | Phenyltoloxamine hydrochloride
51311801 | Astemizole
51311802 | Bilastine
51311803 | Clemizole
51311804 | Emedastine
51311805 | Mapinastine
51311806 | Mizolastine
51311807 | Clemizole hydrochloride
51311808 | Clemizole sulfate
51311809 | Clemizole sulphate
51311810 | Clemizole undecylate
51311811 | Emedastine difumarate
51311812 | Emedastine fumarate
51311901 | Cromoglicic acid or cromolyn
51311902 | Probicromil calcium
51312001 | Carebastine
51312002 | Ebastine
51312101 | Oxomemazine
51312102 | Epinastine
51312103 | Olopatadine
51312104 | Lodoxamide
51312105 | Epinastine hydrochloride
51312106 | Lodoxamide ethyl
51312107 | Lodoxamide tromethamine
51312108 | Olopatadine hydrochloride
51312109 | Oxomemazine hydrochloride
51312201 | Azatadine
51312202 | Cyproheptadine
51312203 | Desloratadine
51312204 | Loratadine
51312205 | Rupatadine
51312206 | Azatadine dimaleate
51312207 | Azatadine maleate
51312208 | Cyproheptadine hydrochloride
51312209 | Cyproheptadine hydrochloride sesquihydrate
51312210 | Rupatadine fumarate
51312301 | Bromazine or bromodiphenhydramine
51312302 | Bufenadrine
51312303 | Chlorphenoxamine
51312304 | Diphenhydramine
51312305 | Embramine
51312306 | Bromazine hydrochloride
51312307 | Chlorphenoxamine hydrochloride
51312308 | Diphenhydramine citrate
51312309 | Diphenhydramine hydrochloride
51312310 | Diphenhydramine laurylsulfate
51312311 | Diphenhydramine methiodide
51312312 | Diphenhydramine methylbromide
51312313 | Diphenhydramine salicylate
51312314 | Diphenhydramine tannate
51312315 | Embramine hydrochloride
51312401 | Chloropyramine
51312402 | Methapyrilene
51312403 | Tripelennamine
51312404 | Chlorothen
51312405 | Chloropyramine hydrochloride
51312406 | Methapyrilene fumarate
51312407 | Methapyrilene hydrochloride
51312408 | Tripelennamine citrate
51312409 | Tripelennamine hydrochloride
51312501 | Arpromidine
51312502 | Clobenzepam
51312503 | Dimethindene or dimetindene
51312504 | Tiacrilast
51312505 | Spaglumic acid
51312506 | Clobenzepam hydrochloride
51312507 | Dimetindene maleate
51312508 | Tiacrilast sodium
51312601 | Noberastine
51312602 | Alcaftadine
51312603 | Antazoline
51312604 | Etintidine
51312605 | Mifentidine
51312606 | Nemazoline
51312607 | Antazoline hydrochloride
51312608 | Antazoline mesilate or mesylate
51312609 | Antazoline phosphate
51312610 | Antazoline sulfate
51312611 | Etintidine hydrochloride
51312612 | Nemazoline hydrochloride
51312701 | Clemastine
51312702 | Histapyrrodine
51312703 | Pyrrobutamine
51312704 | Clemastine fumarate
51312705 | Clemastine hydrogen fumarate
51312706 | Histapyrrodine hydrochloride
51312801 | Dacemazine
51312802 | Dimetotiazine
51312803 | Fenethazine
51312804 | Mequitazine
51312805 | Methdilazine
51312806 | Methiomeprazine
51312807 | Alimemazine or trimeprazine
51312808 | Mequitamium iodide
51312809 | Alimemazine tartrate
51312810 | Dimetotiazine mesilate
51312811 | Fenethazine hydrochloride
51312812 | Methdilazine hydrochloride
51312813 | Methiomeprazine hydrochloride
51312901 | Bufrolin
51312902 | Etoloxamine
51313001 | Azelastine
51313002 | Talastine
51313003 | Azelastine hydrochloride
51313004 | Talastine hydrochloride
51313101 | Cetirizine
51313102 | Chlorcyclizine
51313103 | Clocinizine
51313104 | Homochlorcyclizine
51313105 | Hydroxyzine embonate
51313106 | Levocetirizine
51313107 | Oxatomide
51313108 | Buclizine
51313109 | Buclizine dihydrochloride
51313110 | Buclizine hydrochloride
51313111 | Cetirizine dihydrochloride
51313112 | Cetirizine hydrochloride
51313113 | Chlorcyclizine dihydrochloride
51313114 | Chlorcyclizine hydrochloride
51313115 | Chlorcyclizine monohydrochloride
51313116 | Chlorcyclizine pamoate
51313117 | Clocinizine hydrochloride
51313118 | Homochlorcyclizine dihydrochloride
51313119 | Homochlorcyclizine hydrochloride
51313120 | Levocetirizine dihydrochloride
51313201 | Piprinhydrinate
51313202 | Bamipine
51313203 | Bepotastine
51313204 | Diphenylpyraline
51313205 | Levocabastine
51313206 | Pimethixene
51313207 | Terfenadine
51313208 | Tenaldin or thenaldine or thenalidine
51313209 | Pirdonium
51313210 | Cycliramine
51313211 | Bamipine dihydrochloride
51313212 | Bamipine hydrochloride
51313213 | Bamipine lactate
51313214 | Bamipine salicylate
51313215 | Bepotastine besilate
51313216 | Cycliramine maleate
51313217 | Diphenylpyraline hydrochloride
51313218 | Levocabastine hydrochloride
51313219 | Pimethixene maleate
51313220 | Pirdonium bromide
51313301 | Promethazine
51313302 | Thiazinam or thiazinamium
51313303 | Tolpropamine
51313304 | Promethazine hydrobromide
51313305 | Promethazine hydrochloride
51313306 | Promethazine sulfoxide
51313307 | Promethazine teoclate
51313308 | Thiazinamium metilsulfate
51313309 | Tolpropamine hydrochloride
51313401 | Chlorphenamine or chlorpheniramine or dexchlorpheniramine
51313402 | Acrivastine
51313403 | Betahistine
51313404 | Brompheniramine
51313405 | Carbinoxamine or rotoxamine
51313406 | Mebhydrolin or mebhydroline
51313407 | Dexbrompheniramine
51313409 | Doxylamine
51313410 | Triprolidine
51313411 | Pemirolast
51313412 | Phenindamine
51313413 | Pheniramine
51313414 | Thenyldiamine
51313415 | Betahistine dihydrochloride
51313416 | Betahistine hydrochloride
51313417 | Betahistine mesilate
51313418 | Brompheniramine maleate
51313419 | Brompheniramine tannate
51313420 | Carbinoxamine maleate
51313421 | Chlorphenamine maleate
51313422 | Chlorphenamine tannate
51313423 | Chlorpheniramine hydrochloride
51313424 | Chlorpheniramine maleate
51313425 | Chlorpheniramine tannate
51313426 | Dexbrompheniramine maleate
51313427 | Dexbrompheniramine tannate
51313428 | Dexchlorpheniramine maleate
51313429 | Doxylamine chlorotheophyllinate
51313430 | Doxylamine hydrogen succinate
51313431 | Doxylamine succinate
51313432 | Pemirolast potassium
51313433 | Phenindamine hydrogen tartrate
51313434 | Phenindamine tartrate
51313435 | Pheniramine aminosalicylate
51313436 | Pheniramine hydrochloride
51313437 | Pheniramine hydrogen maleate
51313438 | Pheniramine maleate
51313439 | Thenyldiamine hydrochloride
51313440 | Triprolidine hydrochloride
51313441 | Triprolidine hydrochloride anhydrous
51313442 | Triprolidine hydrochloride monohydrate
51313501 | Isocromil
51313502 | Barmastine
51313503 | Bepiastine
51313504 | Dimetholizine
51313505 | Dorastine
51313506 | Eclazolast
51313507 | Elbanizine
51313508 | Etolotifen
51313509 | Flotrenizine
51313510 | Texacromil
51313511 | Trenizine
51313512 | Dimetholizine phosphate
51313513 | Dorastine hydrochloride
51313601 | Minocromil
51313602 | Repirinast
51313701 | Quinotolast
51313702 | Bosentan
51313703 | Isothipendyl
51313704 | Ketotifen
51313705 | Zolamine
51313706 | Bosentan hydrate
51313707 | Bosentan monohydrate
51313708 | Isothipendyl hydrochloride
51313709 | Ketotifen fumarate
51313710 | Zolamine hydrochloride
51313801 | Fexofenadine
51313802 | Fexofenadine hydrochloride
51313901 | Eflumast
51313902 | Tazanolast
51314101 | Donetidine
51314102 | Temelastine
51314103 | Thonzylamine
51314104 | Thonzylamine hydrochloride
51314201 | Hypostamine or tritoqualine
51314202 | Flutropium
51314203 | Flutropium bromide
51314301 | Acetaminophen/dextromethorphan/phenylephrine/pyrilamine
51314302 | Acetaminophen/chlorpheniramine/dextromethorphan
51314303 | Carbinoxamine/gauifenesin/pseudoephedrine
51314304 | Carbinoxamine/methscopolamine/pseudoephedrine
51314305 | Carbinoxamine/pseudoephedrine
51314306 | Cetirizine/pseudoephedrine
51314307 | Chlorpheniramine/citric acid/guaifenesin/phenylpropanolamine/sodium citrate
51314308 | Chlorpheniramine/dextromethorphan
51314309 | Chlorpheniramine/dextromethorphan/glycerol, iodinated
51314310 | Chlorpheniramine/dextromethorphan/guaifenesin/phenylephrine
51314311 | Brompheniramine/guaifenesin/menthol/phenylephrine/phenylpropanolamine
51314312 | Acrivastine/pseudoephedrine
51314313 | Ammonium chloride/chlorpheniramine/dextromethorphan/phenylephrine
51314314 | Ascorbic acid/chlorpheniramine/phenylpropanolamine/pyrilamine
51314315 | Aspirin/chlorpheniramine/dextromethorphan/phenylephrine
51314316 | Azatadine/pseudoephedrine
51314317 | Belladonna/chlorpheniramine/pheniramine/phenylpropanolamine
51314318 | Bromphenhiramine/dextromethorphan/pseudoephedrine
51314319 | Brompheniramine/dextromethorphan/phenylpropanolamine
51314320 | Brompheniramine/dextromethorphan/pseudoephedrine
51314321 | Carbetapentane/phenylephrine/pyrilamine
51314322 | Brompheniramine/guaifenesin/phenylephrine/phenylpropanolamine
51314323 | Brompheniramine/guaifenesin/pseudoephedrine
51314324 | Brompheniramine/phenylephrine/phenylpropanolamine
51314325 | Brompheniramine/phenylephrine/phenyltoloxamine
51314326 | Brompheniramine/phenylpropanolamine
51314327 | Brompheniramine/pseudoephedrine
51314328 | Carbetapentane/chlorpheniramine
51314329 | Carbetapentane/chlorpheniramine/ephedrine/phenylephrine
51314330 | Carbetapentane/phenylephrine/phenylpropanolamine/potassium
51314331 | Carbinoxamine/dextromethorphan/pseudoephedrine
51314332 | Chlorpheniramine/guaifenesin/phenylpropanolamine
51314333 | Chlorpheniramine/dextromethorphan/phenylephrine
51314334 | Chlorpheniramine/dextromethorphan/phenylephrine/phenylpropanolamine
51314335 | Chlorpheniramine/dextromethorphan/phenylpropanolamine
51314336 | Chlorpheniramine/dextromethorphan/pseudoephedrine
51314337 | Chlorpheniramine/ephedrine
51314338 | Chlorpheniramine/ephedrine/guaifenesin/hydriodic acid
51314339 | Chlorpheniramine/guaifenesin/phenylephrine
51314340 | Chlorpheniramine/guaifenesin/phenylephrine/phenylpropanolamine
51314341 | Chlorpheniramine/guaifenesin/phenylephrine/phenylpropanolamine/p
51314342 | Chlorpheniramine/phenylpropanolamine/pseudoephedrine
51314343 | Chlorpheniramine/guaifenesin/pseudoephedrine
51314345 | Chlorpheniramine/phenylephrine
51314346 | Chlorpheniramine/phenylephrine/phenylpropanolamine
51314347 | Chlorpheniramine/phenylephrine/phenylpropanolamine/phenyltoloxamine
51314348 | Chlorpheniramine/phenylephrine/phenylpropanolamine/pyrilamine
51314349 | Chlorpheniramine/phenylephrine/phenyltoloxamine
51314350 | Chlorpheniramine/phenylephrine/pyrilamine
51314351 | Chlorpheniramine/phenylpropanolamine
51314352 | Dexbrompheniramine/pseudoephedrine
51314353 | Chlorpheniramine/phenylpropanolamine/pyrilamine
51314354 | Chlorpheniramine/pseudoephedrine
51314355 | Citric/dextromethorphan/ipecac/potassium/promethazine/sodium citrate
51314356 | Citric/ipecac/phenylephrine/potassium/promethazine/sodium citrate
51314357 | Citric/ipecac/potassium/promethazine/sodium citrate
51314358 | Clemastine/phenylpropanolamine
51314359 | Desloratadine/pseudoephedrine
51314360 | Diphenhydramine/phenylephrine
51314361 | Dexchlorpheniramine/dextromethorphan/pseudoephedrine
51314362 | Dexchlorpheniramine/guaifenesin/pseudoephedrine
51314363 | Dextromethorphan/doxylamine/guaifenesin
51314364 | Dextromethorphan/guaifenesin/pseudoephedrine
51314365 | Dextromethorphan/ipecac/potassium guaiacolsulfonate/promethazine
51314366 | Dextromethorphan/phenylephrine/pyrilamine
51314367 | Dextromethorphan/potassium guaiacolsulfonate/promethazine
51314368 | Dextromethorphan/promethazine
51314369 | Pheniramine/phenylpropanolamine/pyrilamine
51314370 | Diphenhydramine/pseudoephedrine
51314371 | Fexofenadine/pseudoephedrine
51314372 | Ipecac/phenylephrine/potassium guaiacolsulfonate/promethazine
51314373 | Loratadine/pseudoephedrine
51314374 | Menthol/pheniramine/phenylephrine
51314375 | Pheniramine/phenylpropanolamine/phenyltoloxamine/pyrilamine
51314376 | Pheniramine/phenyltoloxamine/pyrilamine
51314377 | Phenylephrine/potassium guaiacolsulfonate/promethazine
51314378 | Phenylephrine/promethazine
51314379 | Promethazine/pseudoephedrine
51314380 | Pseudoephedrine/terfenadine
51314381 | Pseudoephedrine/triprolidine
51314382 | Chlorpheniramine/dextromethorphan/guaifenesin/phenylephrine/sodium salicylate
51314383 | Acetaminophen/chlorpheniramine/dextromethorphan/phenylephrine
51314384 | Acetaminophen/chlorpheniramine/dextromethorphan/phenylpropanolamine
51314385 | Acetaminophen/chlorpheniramine/dextromethorphan/pseudoephedrine
51314386 | Acetaminophen/dextromethorphan/diphenhydramine/pseudoephedrine
51314387 | Acetaminophen/dextromethorphan/doxylamine
51314388 | Acetaminophen/dextromethorphan/doxylamine/ephedrine
51314389 | Acetaminophen/dextromethorphan/doxylamine/pseudoephedrine
51314390 | Acetaminophen/dextromethorphan/phenylephrine
51314391 | Ambroxol/dextromethorphan
51321501 | Eniclobrate
51321502 | Probucol
51321601 | Ethanolamine oleate or ethanolammonium oleate or monoethanolamine oleate
51321602 | Inositol
51321603 | Lifibrol
51321604 | Polidocanol
51321605 | Inositol hexanicotinate
51321606 | Inositol hexanitrate
51321607 | Inositol niacinate
51321701 | Atorvastatin
51321702 | Eicosapentaenoic acid
51321703 | Fluvastatin
51321704 | Melinamide
51321705 | Phosphatidylcholine
51321706 | Atorvastatin calcium
51321707 | Atorvastatin calcium hydrate
51321708 | Atorvastatin calcium trihydrate
51321709 | Atorvastatin lactone
51321710 | Atorvastatin magnesium
51321711 | Atorvastatin magnesium trihydrate
51321712 | Atorvastatin sodium
51321713 | Atorvastatin strontium
51321714 | Fluvastatin sodium
51321801 | Ponfibrate
51321802 | Aluminium clofibrate
51321803 | Biclofibrate
51321804 | Ciprofibrate
51321805 | Clofibrate
51321806 | Clofibride
51321807 | Etofibrate
51321808 | Fenofibrate
51321809 | Gemfibrozil
51321810 | Pirifibrate
51321811 | Ronifibrate
51321812 | Salafibrate
51321813 | Serfibrate
51321814 | Simfibrate
51321815 | Timofibrate
51321816 | Cetaben
51321817 | Cetaben sodium
51321901 | Bezafibrate
51321902 | Eflucimibe
51321903 | Efaproxiral
51322001 | Colesevelam
51322003 | Beloxamide
51322004 | Colestipol
51322005 | Xinomiline
51322006 | Colesevelam hydrochloride
51322007 | Colestipol hydrochloride
51322101 | Crilvastatin
51322102 | D,l-methionine or racemethionine
51322201 | Ezetimibe
51322202 | Dalvastatin
51322203 | Rosuvastatin
51322204 | Acifran
51322205 | Rosuvastatin calcium
51322206 | Rosuvastatin zinc
51322301 | Cholestyramine or colestyramine
51322302 | Chondroitin
51322401 | Avasimibe
51322402 | Benzmalecene
51322403 | Dirlotapide
51322404 | Meglutol
51322405 | Terbufibrol
51322501 | Dextrothyroxine
51322502 | Treloxinate
51322503 | Implitapide
51322504 | Draquinolol
51322601 | Citiolone
51322602 | Pantethine
51322603 | Tazasubrate
51322604 | Tizoprolic acid
51322701 | Mevastatin
51322702 | Lovastatin
51322703 | Pravastatin
51322704 | Simvastatin
51322705 | Pravastatin sodium
51322801 | Glunicate
51322802 | Niceritrol
51322803 | Picafibrate
51322804 | Acipimox
51322901 | Clinofibrate
51322902 | Boxidine
51322903 | Pitavastatin
51322904 | Boxidine hydrochloride
51323001 | Carnitine
51323002 | Levocarnitine
51323003 | Carnitine chloride
51323004 | Levocarnitine acetyl
51323005 | Levocarnitine hydrochloride
51323006 | Levocarnitine propionate
51323007 | Levocarnitine propionate hydrochloride
51323008 | Levocarnitine tartrate
51323101 | Anisacril
51323102 | Axitirome
51323103 | Bervastatin
51323104 | Colestolone
51323105 | Disogluside
51323106 | Fosmenic acid
51323107 | Lodazecar
51323108 | Xenthiorate
51323109 | Xenyhexenic acid
51323201 | Cerivastatin
51323202 | Nicanartine
51323203 | Pirinixic acid
51323204 | Pirinixil
51323205 | Cerivastatin sodium
51331501 | Armodafinil or modafinil
51331502 | Modafinil or armodafinil
51331601 | Oxyfenamate or hydroxyphenamate
51331602 | Lometraline
51331603 | Pentiapine
51331604 | Abaperidone
51331605 | Fananserin
51331606 | Lometraline hydrochloride
51331607 | Pentiapine maleate
51331701 | Amisulpride
51331702 | Picobenzide
51331703 | Remoxipride
51331704 | Sultopride
51331705 | Piracetam
51331706 | Remoxipride hydrochloride
51331707 | Sultopride hydrochloride
51331901 | Lithium carbonate
51331902 | Lithium citrate
51332001 | Iloperidone
51332002 | Lintopride
51332003 | Paliperidone
51332004 | Sertindole
51332005 | Zetidoline
51332006 | Paliperidone palmitate
51332101 | Dobupride
51332102 | Nemonapride
51332103 | Levosulpiride or sulpiride
51332104 | Veralipride
51332201 | Berupipam
51332202 | Carpipramine
51332203 | Timelotem
51332204 | Carpipramine dihydrochloride
51332205 | Carpipramine dihydrochloride monohydrate
51332206 | Carpipramine hydrochloride
51332207 | Carpipramine maleate
51332301 | Axamozide
51332302 | Milenperone
51332303 | Neflumozide
51332304 | Oxiperomide
51332305 | Pimozide
51332306 | Neflumozide hydrochloride
51332401 | Pentabamate
51332402 | Prifuroline
51332501 | Haloperidol
51332502 | Azabuperone
51332503 | Azaperone
51332504 | Benperidol
51332505 | Bromperidol
51332506 | Carperone
51332507 | Cloroperone
51332508 | Droperidol
51332509 | Fluanisone
51332510 | Lenperone
51332511 | Melperone
51332512 | Moperone
51332513 | Pipamperone
51332514 | Trifluperidol
51332515 | Azaperone for veterinary use
51332516 | Bromperidol decanoate
51332517 | Cloroperone hydrochloride
51332518 | Haloperidol decanoate
51332519 | Haloperidol intensol
51332520 | Haloperidol lactate
51332521 | Lenperone hydrochloride
51332522 | Melperone hydrochloride
51332523 | Moperone chlorohydrate
51332524 | Moperone hydrochloride
51332525 | Pipamperone dihydrochloride
51332526 | Pipamperone hydrochloride
51332527 | Trifluperidol hydrochloride
51332701 | Batelapine
51332702 | Clocapramine
51332703 | Clozapine
51332704 | Fluperlapine
51332705 | Batelapine maleate
51332706 | Clocapramine hydrochloride
51332801 | Chlorproethazine
51332802 | Acepromazine
51332803 | Acetophenazine
51332804 | Butaperazine
51332805 | Butaperazine maleate
51332806 | Carfenazine or carphenazine
51332807 | Chlorpromazine
51332808 | Ciclofenazine or cyclophenazine
51332809 | Clospirazine or spiclomazine
51332810 | Cyamemazine
51332811 | Duoperone
51332812 | Fluphenazine
51332813 | Oxaflumazine
51332814 | Levomepromazine or methotrimeprazine
51332815 | Mesoridazine
51332816 | Metofenazate
51332817 | Promazine
51332818 | Oxyridazine
51332819 | Mepazine or pecazine
51332820 | Perazine
51332821 | Periciazine
51332822 | Perphenazine
51332823 | Phenothiazine
51332824 | Piperacetazine
51332825 | Pipotiazine
51332826 | Propiomazine
51332827 | Thiopropazate
51332828 | Thioproperazine
51332829 | Thioproperazine mesilate
51332830 | Thioridazine
51332831 | Trifluoperazine
51332832 | Triflupromazine
51332833 | Acepromazine maleate
51332834 | Acetophenazine dimaleate
51332835 | Acetophenazine maleate
51332836 | Butaperazine dimaleate
51332837 | Carfenazine maleate
51332838 | Chlorproethazine hydrochloride
51332839 | Chlorpromazine hibenzate
51332840 | Chlorpromazine hydrochloride
51332841 | Chlorpromazine maleate
51332842 | Chlorpromazine pamoate
51332843 | Chlorpromazine phenolphthalinate
51332844 | Chlorpromazine sulfone
51332845 | Chlorpromazine sulphoxide
51332846 | Cyamemazine tartrate
51332847 | Duoperone fumarate
51332848 | Fluphenazine decanoate
51332849 | Fluphenazine dihydrochloride
51332850 | Fluphenazine enantate
51332851 | Fluphenazine enanthate
51332852 | Fluphenazine hydrochloride
51332853 | Fluphenazine maleate
51332854 | Fluphenazine sulfoxide
51332855 | Levomepromazine hydrochloride
51332856 | Levomepromazine maleate
51332857 | Mesoridazine benzenesulfonate
51332858 | Mesoridazine besilate
51332859 | Mesoridazine besylate
51332860 | Metofenazate difumarate
51332861 | Pecazine hydrochloride
51332862 | Perphenazine decanoate
51332863 | Perphenazine enantate
51332864 | Perphenazine enanthate
51332865 | Perphenazine hydrochloride
51332866 | Perphenazine maleate
51332867 | Perphenazine sulfoxide
51332868 | Pipotiazine palmitate
51332869 | Pipotiazine undecylenate
51332870 | Promazine hydrochloride
51332871 | Promazine phosphate
51332872 | Propiomazine hydrochloride
51332873 | Propiomazine maleate
51332874 | Thiopropazate dihydrochloride
51332875 | Thioproperazine dimesilate
51332876 | Thioproperazine mesylate
51332877 | Thioridazine hydrochloride
51332878 | Trifluoperazine dihydrochloride
51332879 | Trifluoperazine dimaleate
51332880 | Trifluoperazine hydrochloride
51332881 | Trifluoperazine maleate
51332882 | Triflupromazine hydrochloride
51332883 | Triflupromazine maleate
51332901 | Bromerguride
51332902 | Nicergoline
51332903 | Proterguride
51332904 | Nicergoline tartrate
51332905 | Metergoline
51333001 | Flucindole
51333002 | Milipertine
51333003 | Molindone
51333004 | Tepirindole
51333005 | Tienocarbine
51333006 | Molindone hydrochloride
51333101 | Azaquinzole
51333102 | Etazolate
51333103 | Panamesine
51333104 | Carvotroline
51333105 | Asenapine
51333106 | Asenapine maleate
51333107 | Carvotroline hydrochloride
51333108 | Etazolate hydrochloride
51333201 | Aldesleukin
51333202 | Imiquimod
51333401 | Alpertine
51333402 | Batoprazine
51333403 | Blonanserin
51333404 | Eltoprazine
51333405 | Fenaperone
51333406 | Lorpiprazole
51333407 | Mafoprazine
51333408 | Tefludazine
51333409 | Tolpiprazole
51333410 | Ziprasidone
51333411 | Fluprazine
51333412 | Eltoprazine hydrochloride
51333413 | Ziprasidone hydrochloride
51333414 | Ziprasidone hydrochloride hydrate
51333415 | Ziprasidone hydrochloride monohydrate
51333416 | Ziprasidone mesilate or mesylate
51333501 | Clopimozide
51333502 | Domperidone
51333503 | Halopemide
51333504 | Ocaperidone
51333505 | Penfluridol
51333506 | Pridinol
51333507 | Clopipazan
51333508 | Preclamol
51333509 | Clopipazan mesilate or mesylate
51333510 | Domperidone maleate
51333511 | Preclamol hydrochloride
51333512 | Pridinol hydrochloride
51333513 | Pridinol mesilate
51333514 | Pridinol methanesulfonate
51333601 | Risperidone
51333602 | Setoperone
51333701 | Citicoline
51333702 | Licostinel
51333703 | Belaperidone
51333704 | Tetrabenazine
51333705 | Prothipendyl
51333706 | Citicoline sodium
51333707 | Prothipendyl hydrochloride
51333901 | Quinagolide
51333902 | Terbequinil
51333903 | Quinagolide hydrochloride
51334001 | Fluspirilene
51334002 | Spiramide
51334003 | Spirilene
51334004 | Tiospirone
51334005 | Tiospirone hydrochloride
51334101 | Isosulpride
51334102 | Perospirone
51334103 | Lurasidone
51334104 | Lurasidone hydrochloride
51334105 | Perospirone hydrochloride
51334106 | Perospirone hydrochloride hydrate
51334201 | Clorotepine
51334202 | Clothiapine or clotiapine
51334203 | Metiapine
51334204 | Quetiapine
51334205 | Zotepine
51334206 | Clorotepine maleate
51334207 | Quetiapine fumarate
51334208 | Quetiapine hemifumarate
51334301 | Chlorprothixene
51334302 | Clopenthixol
51334303 | Flupentixol
51334304 | Prothixene
51334305 | Thiothixene or tiotixene
51334306 | Zuclopenthixol
51334307 | Chlorprothixene acetate
51334308 | Chlorprothixene citrate
51334309 | Chlorprothixene hydrochloride
51334310 | Clopenthixol decanoate
51334311 | Clopenthixol dihydrochloride
51334312 | Clopenthixol hydrochloride
51334313 | Flupentixol dihydrochloride
51334314 | Flupentixol hydrochloride
51334315 | Zuclopenthixol acetate
51334316 | Zuclopenthixol hydrochloride
51334401 | Mindoperone
51334402 | Biriperone
51334403 | Cinuperone
51334404 | Citatepine
51334405 | Cloxypendyl
51334406 | Diclometide
51334407 | Fenimide
51334408 | Fluspiperone
51334409 | Fosenazide
51334410 | Lusaperidone
51334411 | Nonaperone
51334412 | Pinoxepin
51334413 | Prideperone
51334414 | Propyperone
51334415 | Rilapine
51334416 | Roxoperone
51334417 | Tenilapine
51334418 | Timirdine
51334419 | Zoloperone
51334420 | Cloxypendyl dihydrochloride
51334421 | Pinoxepin hydrochloride
51334501 | Cyprodenate
51334502 | Butaclamol
51334503 | Loxapine
51334504 | Psilocybin
51334505 | Butaclamol hydrochloride
51334506 | Cyprodenate maleate
51334507 | Loxapine hydrochloride
51334508 | Loxapine succinate
51334601 | Lithium carbonate/sodium chloride
51341501 | Amprenavir
51341502 | Fosamprenavir
51341503 | Foscarnet
51341504 | Fosfonet
51341505 | Fosamprenavir calcium
51341506 | Fosamprenavir sodium
51341601 | Somantadine
51341602 | Tromantadine
51341603 | Rimantadine
51341604 | Rimantadine hydrochloride
51341605 | Somantadine hydrochloride
51341606 | Tromantadine hydrochloride
51341701 | Kethoxal or ketoxal
51341702 | Xenygloxal
51341801 | Darunavir
51341802 | Oseltamivir
51341803 | Darunavir ethanolate
51341804 | Oseltamivir carboxylate
51341805 | Oseltamivir phosphate
51341901 | Zanamivir
51341902 | Zinviroxime
51341903 | Efavirenz
51341904 | Maraviroc
51342001 | Capravirine
51342002 | Disoxaril
51342003 | Pleconaril
51342101 | Enviradene
51342102 | Enviroxime
51342103 | Maribavir
51342301 | Valaciclovir or valacyclovir
51342302 | Buciclovir
51342303 | Desciclovir
51342304 | Entecavir
51342305 | Ganciclovir
51342306 | Lobucavir
51342307 | Penciclovir
51342308 | Valganciclovir
51342309 | Aciclovir or acyclovir
51342310 | Valacyclovir hydrochloride
51342311 | Aciclovir sodium
51342312 | Entecavir hydrate
51342313 | Ganciclovir sodium
51342314 | Penciclovir sodium
51342315 | Valaciclovir hydrochloride
51342316 | Valganciclovir hydrochloride
51342401 | Nelfinavir
51342402 | Saquinavir
51342403 | Nelfinavir mesilate or mesylate
51342404 | Saquinavir mesilate or mesylate
51342501 | Abacavir
51342502 | Alovudine
51342503 | Ribavirin
51342504 | Telbivudine
51342505 | Abacavir succinate
51342506 | Abacavir sulfate
51342601 | Amidapsone
51342602 | Fomivirsen
51342603 | Fomivirsen sodium
51342701 | Atazanavir
51342702 | Enfuvirtide
51342703 | Telaprevir
51342704 | Boceprevir
51342705 | Interferon alfa-2a
51342706 | Interferon alfa-2b
51342707 | Interferon alfacon-1
51342708 | Interferon alfa-n1
51342709 | Interferon beta-1a
51342710 | Interferon beta-1b
51342711 | Interferon gamma-1b
51342712 | Peginterferon alfa-2b
51342713 | Atazanavir sulfate
51342714 | Atazanavir sulphate
51342801 | Aranotin
51342802 | Atevirdine
51342803 | Delavirdine
51342804 | Atevirdine mesilate or mesylate
51342805 | Delavirdine mesilate or mesylate
51342901 | Didanosine
51342902 | Famciclovir
51342903 | Inosine pranobex
51342904 | Vidarabine
51342905 | Vidarabine anhydrous
51342906 | Vidarabine phosphate
51342907 | Vidarabine sodium phosphate
51343001 | Indinavir
51343002 | Nevirapine
51343003 | Tipranavir
51343004 | Stavudine or stavidine
51343005 | Stavudine and lamivudine and nevirapine
51343006 | Indinavir sulfate
51343007 | Indinavir sulphate
51343008 | Nevirapine hemihydrate
51343101 | Idoxuridine
51343102 | Brivudine
51343103 | Clevudine
51343104 | Emivirine
51343105 | Emtricitabine
51343106 | Epervudine
51343107 | Fiacitabine
51343108 | Fialuridine
51343109 | Ibacitabine
51343110 | Lamivudine
51343111 | Lopinavir
51343112 | Navuridine
51343113 | Sorivudine
51343115 | Zalcitabine
51343116 | Azidothymidine or zidovudine
51343117 | Idoxuridine monohydrate
51343118 | Lamivudine sulfoxide
51343201 | Raltegravir
51343202 | Palinavir
51343203 | Ritonavir
51343301 | Xenazoic acid
51343302 | Edoxudine
51343303 | Memotine
51343304 | Mozenavir
51343305 | Omaciclovir
51343306 | Opaviraline
51343307 | Rociclovir
51343308 | Telinavir
51343309 | Viroxime
51343310 | Memotine hydrochloride
51343401 | Peramivir
51343402 | Amdoxovir
51343403 | Tilorone
51343404 | Celgosivir
51343405 | Celgosivir hydrochloride
51343406 | Tilorone hydrochloride
51343501 | Adefovir
51343502 | Cidofovir
51343503 | Tenofovir
51343504 | Adefovir dipivoxil
51343505 | Adefovir pivoxil
51343506 | Cidofovir anhydrous
51343507 | Cidofovir sodium
51343508 | Tenofovir alafenamide
51343509 | Tenofovir alafenamide fumarate
51343510 | Tenofovir df
51343511 | Tenofovir disoproxil
51343512 | Tenofovir disoproxil fumarate
51343601 | Citenazone
51343602 | Methisazone or metisazone
51343701 | Tanomastat
51343702 | Moroxydine
51343703 | Rilpivirine
51343704 | Etravirine
51343705 | Rilpivirine hydrochloride
51343801 | Abacavir/lamivudine
51343802 | Abacavir/lamivudine/zidovudine
51343803 | Efavirenz/emtricitabine/tenofovir
51343804 | Emtricitabine/tenofovir
51343805 | Interferon alfa-2b/ribavirin
51343806 | Lamivudine/zidovudine
51343807 | Peginterferon/ribavirin
51351501 | Chlormadinone
51351502 | Cismadinone
51351503 | Dimethisterone
51351504 | Edogestrone
51351505 | Ethisterone
51351506 | Haloprogesterone
51351507 | Hydroxyprogesterone caproate
51351508 | Medrogestone
51351509 | Medroxyprogesterone
51351510 | Megestrol
51351511 | Megestrol acetate
51351512 | Nomegestrol
51351513 | Pregnenolone
51351514 | Progesterone
51351515 | Proligestone
51351516 | Anagestone
51351517 | Hydroxyprogesterone
51351518 | Alfasone or algestone or alphasone
51351519 | Algestone acetonide
51351520 | Algestone acetophenide
51351521 | Anagestone acetate
51351522 | Chlormadinone acetate
51351523 | Hydroxyprogesterone acetate
51351524 | Medroxyprogesterone caproate
51351525 | Nomegestrol acetate
51351526 | Pregnenolone methyl ether
51351527 | Pregnenolone succinate
51351528 | Pregnenolone sulfate
51351529 | Progesterone caproate
51351601 | 16-epiestriol
51351602 | Aglepristone
51351603 | Allylestrenol
51351604 | Altrenogest
51351605 | Estradiol or oestradiol
51351606 | Dienogest
51351607 | Dydrogesterone
51351608 | Estriol
51351609 | Fulvestrant
51351610 | Estrone
51351611 | Estropipate
51351612 | Medroxyprogesterone acetate
51351613 | Mifepristone
51351614 | Nilestriol or nylestriol
51351615 | Quinestrol
51351616 | Promestriene
51351617 | Methylestrenolone
51351618 | Ormeloxifene or centchroman
51351619 | Estradiol acetate
51351620 | Estradiol benzoate
51351621 | Estradiol cipionate
51351622 | Estradiol cypionate
51351623 | Estradiol dipropionate
51351624 | Estradiol hemihydrate
51351625 | Estradiol monopalmitate
51351626 | Estradiol undecylate
51351627 | Estradiol valerate
51351628 | Estriol succinate
51351629 | Estrone acetate
51351630 | Estrone benzoate
51351631 | Estrone glucuronide
51351632 | Estrone hydrogen sulfate
51351633 | Estrone sodium sulfate
51351634 | Estrone sodium sulphate
51351701 | Drospirenone
51351702 | Fenestrel
51351703 | Methallenestril
51351704 | Arzoxifene
51351705 | Trioxifene
51351706 | Arzoxifene hydrochloride
51351707 | Trioxifene mesylate
51351801 | Norvinisterone
51351802 | Polyestradiol phosphate
51351803 | Esterified estrogen
51351804 | Estrogens conjugated
51351901 | Ethynerone
51351902 | Ethynodiol diacetate
51351903 | Etynodiol
51351904 | Gestrinone
51351905 | Mestranol
51351906 | Moxestrol
51351907 | Norgesterone
51351908 | Norgestrienone
51351909 | Promegestone
51351910 | Quinestradol
51351911 | Ulipristal
51351912 | Ulipristal acetate
51351913 | Quingestanol
51351914 | Etynodiol diacetate
51351915 | Quingestanol acetate
51352001 | Demegestone
51352002 | Gestodene
51352003 | Gestonorone
51352004 | Desogestrel
51352005 | Etonogestrel
51352006 | Levonorgestrel
51352007 | Norelgestromin
51352008 | Norethindrone or norethisterone
51352009 | Norethynodrel or noretynodrel
51352010 | Norgestimate
51352011 | Norgestrel
51352012 | Ethinyl estradiol or ethinylestradiol
51352013 | Gestonorone caproate
51352101 | Dienestrol
51352102 | Taleranol
51352103 | Zearalenone or zeranol
51352104 | Dienestrol diacetate
51352201 | Benzestrol
51352202 | Broparestrol
51352203 | Chlorotrianisene
51352204 | Diethylstilbestrol
51352205 | Hexestrol
51352206 | Diethylstilbestrol dipalmitate
51352207 | Diethylstilbestrol diphosphate
51352208 | Diethylstilbestrol dipropionate
51352209 | Hexestrol diacetate
51352210 | Hexestrol diphosphate
51352211 | Hexestrol diphosphate sodium
51352212 | Hexestrol dipropionate
51352213 | Hexestrol monomethyl ether
51352301 | Almestrone
51352302 | Cloxestradiol
51352303 | Dimepregnen
51352304 | Estrofurate
51352305 | Methestrol
51352306 | Orestrate
51352307 | Pentafluranol
51352308 | Pipendoxifene
51352309 | Toripristone
51352310 | Estrazinol
51352311 | Estrazinol hydrobromide
51352401 | Ethinyl estradiol/ferrous fumarate/norethindrone
51352402 | Chlordiazepoxide/estrogens
51352403 | Dienogest/estradiol
51352404 | Drospirenone/estradiol
51352405 | Drospirenone/ethinyl estradiol
51352406 | Drospirenone/ethinyl estradiol/levomefolate
51352407 | Estradiol/levonorgestrel
51352408 | Estrogens/estrone
51352409 | Estrogens/meprobamate
51352410 | Ethinyl estradiol/etonogestrel
51352411 | Mestranol/norethynodrel
51352412 | Ethinyl estradiol/ferrous fumarate/norgestrel
51352413 | Ethinyl estradiol/levonorgestrel
51352414 | Ethinyl estradiol/norelgestromin
51352415 | Ethinyl estradiol/norethindrone
51352416 | Ethinyl estradiol/norgestimate
51352417 | Ethinyl estradiol/norgestrel
51352418 | Ethynodiol/mestranol
51352419 | Mestranol/norethindrone
51352420 | Etonogestrel and ethinyl estradiol combination
51352421 | Ethinyl estradiol and ethynodiol diacetate combination
51352422 | Desogestrel and ethinyl estradiol
51352423 | Estradiol and norethisterone acetate
51352424 | Ethinyl estradiol/fluoxymesterone
51352425 | Estradiol/hydroxyprogesterone
51352426 | Estradiol/norethindrone
51352427 | Estradiol/norgestimate
51352428 | Estradiol/testosterone
51352429 | Estrogens/methyltestosterone
51352430 | Estrone/progesterone
51352431 | Estrone/testosterone
51352432 | Cyanocobalamin/estrogens/methamphetamine/methyltestosterone/thiamine
51352433 | Estrogens/iron/methamphetamine/methyltestosterone/multivitamins
51352434 | Ethinyl estradiol/methyltestosterone/multivitamins
51361501 | Chloral hydrate
51361502 | Cloretate or clorethate
51361503 | Dichloralphenazone
51361504 | Ethchlorvynol
51361505 | Meparfynol or methylpentynol
51361506 | Acetylglycinamide chloral hydrate
51361507 | Chloralodol or chlorhexadol
51361601 | Paraldehyde
51361602 | Ethinamate
51361603 | Tryptophan
51361604 | Romifidine
51361701 | Butoctamide
51361702 | Ibrotamide
51361703 | Valnoctamide
51361704 | Zaleplon
51361705 | Butoctamide semisuccinate
51361706 | Butoctamide succinate
51361801 | Dexmedetomidine
51361802 | Fenadiazole
51361803 | Fenobam
51361804 | Fepitrizol
51361805 | Metomidate
51361806 | Midaflur
51361807 | Taniplon
51361808 | Clidafidine
51361809 | Dexmedetomidine hydrochloride
51361810 | Metomidate hydrochloride
51361901 | Butabarbital
51361902 | Allobarbital
51361903 | Amobarbital or amylobarbitone
51361904 | Aprobarbital
51361905 | Barbexaclone
51361906 | Benzobarbital
51361907 | Brallobarbital
51361908 | Hexobarbital or hexobarbitone
51361909 | Butalbital
51361910 | Butobarbital or butobarbitone
51361911 | Carbubarb
51361912 | Cyclobarbital or cyclobarbitol or cyclobarbiton
51361913 | Difebarbamate
51361914 | Heptabarb or heptabarbital or heptabarbitone
51361915 | Metharbital
51361916 | Methitural
51361917 | Pentobarbital or pentobarbitone
51361918 | Phenobarbital
51361919 | Proxibarbal or proxibarbital
51361920 | Secobarbital
51361921 | Talbutal
51361922 | Thiobutabarbital
51361923 | Thiotetrabarbital
51361924 | Vinbarbital
51361925 | Butylvinyl or vinylbital
51361926 | Barbital or barbitone
51361927 | Probarbital
51361928 | Amobarbital sodium
51361929 | Aprobarbital sodium
51361930 | Barbital sodium
51361931 | Brallobarbital calcium
51361932 | Butabarbital sodium
51361933 | Butalbital sodium
51361934 | Hexobarbital sodium
51361935 | Methitural sodium
51361936 | Pentobarbital sodium
51361937 | Phenobarbital diethylamine
51361938 | Phenobarbital sodium
51361939 | Probarbital sodium
51361940 | Secobarbital sodium
51361941 | Vinbarbital sodium
51362001 | Cyprazepam
51362002 | Estazolam
51362003 | Flurazepam
51362004 | Zolazepam
51362005 | Flurazepam dihydrochloride
51362006 | Flurazepam hydrochloride
51362007 | Flurazepam monohydrochloride
51362008 | Zolazepam hydrochloride
51362101 | Bromamide
51362102 | Bromisoval or bromvalerylurea
51362103 | Sodium bromide
51362201 | Aceburic acid
51362202 | Carbocloral
51362203 | Carfimate
51362204 | Hexapropymate
51362301 | Cetohexazine
51362302 | Zolpidem
51362303 | Metoserpate
51362304 | Pyrithyldione
51362305 | Metoserpate hydrochloride
51362306 | Zolpidem hemitartrate
51362307 | Zolpidem tartrate
51362401 | Ramelteon
51362402 | Niaprazine
51362403 | Triclofos
51362404 | Homofenazine
51362405 | Homofenazine dihydrochloride
51362406 | Homofenazine hydrochloride
51362407 | Triclofos sodium
51362501 | Amperozide
51362502 | Cloperidone
51362503 | Eszopiclone
51362504 | Etodroxizine
51362505 | Iminophenimide
51362506 | Zopiclone
51362507 | Amperozide hydrochloride
51362508 | Cloperidone hydrochloride
51362509 | Etodroxizine dimaleate
51362510 | Etodroxizine maleate
51362601 | Gabapentin
51362602 | Gabapentin enacarbil
51362603 | Acebrochol
51362701 | Lirequinil
51362702 | Mefeclorazine
51362801 | Methaqualone
51362802 | Etaqualone
51362803 | Methaqualone hydrochloride
51363001 | Clomethiazole
51363002 | Tixadil
51363003 | Carbromal
51363004 | Clomethiazole edisylate
51363101 | Alonimid
51363102 | Amiperone
51363103 | Amphenidone
51363104 | Ectylurea
51363201 | Ethypicone
51363202 | Apronal or apronalide
51363301 | Glutethimide
51363302 | Methyprylon
51363303 | Tameridone
51363304 | Rogletimide
51363401 | Acecarbromal
51363402 | Capuride
51363501 | Amobarbital/secobarbital
51363502 | Aprobarbital/butabarbital/phenobarbital
51363503 | Barbital/hyoscyamine/hyoscyamus/passion/scopolamine/valerian
51363504 | Butabarbital/phenobarbital/secobarbital
51363505 | Hyoscyamus/passion flower/phenobarbital/thiamine/valerian
51363601 | Benolizime
51363602 | Violuric acid
51371501 | Dezocine
51371502 | Tilidine
51371503 | Desmethylmoramide
51371504 | Doxpicomine
51371505 | Lefetamine
51371506 | Doxpicomine hydrochloride
51371507 | Lefetamine hydrochloride
51371508 | Tilidine fumarate
51371509 | Tilidine hydrochloride
51371510 | Tilidine phosphate
51371601 | Tramadol
51371602 | Betametadol or betamethadol
51371603 | Alfametadol or alphamethadol
51371604 | Tramadol hydrochloride
51371701 | Narceine
51371702 | Opium
51371703 | Narceine hydrochloride
51371801 | Promedol or trimeperidine
51371802 | Ketobemidone
51371803 | Meperidine or pethidine
51371804 | Piritramide
51371805 | Ketobemidone hydrochloride
51371806 | Pethidine hydrochloride
51371807 | Trimeperidine hydrochloride
51371901 | Acetylmethadol or methadyl acetate
51371902 | Betacetylmethadol
51371903 | Dimepheptanol or methadol or racemethadol
51371904 | Dipipanone
51371905 | Isomethadone
51371906 | Levacetylmethadol or levomethadyl acetate
51371907 | Methadone
51371908 | Acetylmethadol hydrochloride
51371909 | Dipipanone hydrochloride
51371910 | Methadone hydrochloride
51372001 | Desomorphine
51372002 | Alletorphine
51372003 | Buprenorphine
51372004 | Butorphanol
51372005 | Cyprenorphine
51372006 | Methyldesorphine
51372007 | Etorphine
51372008 | Homprenorphine
51372009 | Hydromorphinol
51372010 | Ketorfanol
51372011 | Levophenacylmorphan
51372012 | Levorphanol
51372013 | Thebacon
51372014 | Metopon
51372015 | Morphine
51372016 | Nalbuphine
51372017 | Pholcodine
51372018 | Nalfurafine
51372019 | Levomethorphan
51372020 | Acetorphine
51372021 | Acetorphine hydrochloride
51372022 | Buprenorphine hydrochloride
51372023 | Butorphanol tartrate
51372024 | Cyprenorphine hydrochloride
51372025 | Etorphine hydrochloride
51372026 | Levomethorphan hydrobromide
51372027 | Levorphanol tartrate
51372028 | Levorphanol tartrate anhydrous
51372029 | Metopon hydrochloride
51372030 | Morphine dinicotinate hydrochloride
51372031 | Morphine hydrochloride
51372032 | Morphine hydrochloride trihydrate
51372033 | Morphine methylbromide
51372034 | Morphine monohydrate
51372035 | Morphine oxide
51372036 | Morphine sulfate
51372037 | Morphine sulfate anhydrous
51372038 | Morphine sulfate pentahydrate
51372039 | Morphine tartrate
51372040 | Nalbuphine hydrochloride
51372041 | Nalfurafine hydrochloride
51372042 | Thebacon hydrochloride
51372101 | Acetyldihydrocodeine
51372102 | 3-methylmorphine or codeine
51372103 | Diacetylmorphine or diamorphine or heroin or morphine diacetate
51372104 | Dihydrocodeine
51372105 | Ethylmorphine
51372106 | Hydrocodone or dihydrocodeinone
51372107 | Hydromorphone
51372108 | Oxycodone
51372109 | Oxymorphone
51372110 | Nicomorphine
51372111 | Acetyldihydrocodeine hydrochloride
51372112 | Codeine hydrobromide
51372113 | Codeine hydrochloride
51372114 | Codeine hydrochloride dihydrate
51372115 | Codeine phosphate hemihydrate
51372116 | Codeine sulfate
51372117 | Dihydrocodeine bitartrate
51372118 | Dihydrocodeine phosphate
51372119 | Dihydrocodeine tartrate
51372120 | Dihydrocodeine thiocyanate
51372121 | Ethylmorphine hydrochloride
51372122 | Hydrocodone bitartrate
51372123 | Hydrocodone hydrochloride
51372124 | Hydrocodone tannate
51372125 | Hydromorphone hydrochloride
51372126 | Nicomorphine hydrochloride
51372127 | Oxycodone hydrochloride
51372128 | Oxycodone terephthalate
51372129 | Oxymorphone hydrochloride
51372201 | Dextromoramide
51372202 | Dextropropoxyphene or propoxyphene
51372203 | Levomoramide
51372204 | Phenadoxone
51372205 | Racemoramide
51372206 | Dextromoramide bitartrate
51372207 | Dextromoramide tartrate
51372208 | Dextropropoxyphene hydrochloride
51372209 | Dextropropoxyphene napsilate
51372301 | Meprodine
51372302 | Alphaprodine
51372303 | Prodine
51372304 | Carperidine
51372305 | Fentanyl
51372306 | Hydroxypethidine
51372307 | Loperamide oxide
51372308 | Ocfentanil
51372309 | Carbamethidine or oxpheneridine
51372310 | Pheneridine
51372311 | Picenadol
51372312 | Properidine
51372313 | Piminodine
51372314 | Mirfentanil
51372315 | Carfentanil
51372316 | Phenampromide
51372317 | Norpipanone
51372318 | Allylprodine
51372319 | Alphaprodine hydrochloride
51372320 | Carfentanil citrate
51372321 | Fentanyl citrate
51372322 | Fentanyl hydrochloride
51372323 | Mirfentanil hydrochloride
51372324 | Ocfentanil hydrochloride
51372325 | Picenadol hydrochloride
51372326 | Piminodine esylate
51372402 | Proheptazine
51372501 | Metheptazine
51372601 | Diampromide
51372602 | Enadoline
51372603 | Ciramadol
51372604 | Dimenoxadol
51372605 | Ciramadol hydrochloride
51372606 | Enadoline hydrochloride
51372701 | Meptazinol
51372702 | Metethoheptazine
51372703 | Meptazinol hydrochloride
51372801 | Ketazocine
51372802 | Quadazocine
51372803 | Nefopam
51372804 | Eptazocine
51372805 | Eptazocine hydrobromide
51372806 | Nefopam hydrochloride
51372807 | Quadazocine mesylate
51372901 | Bezitramide
51372902 | Clonitazene
51372903 | Etonitazene
51372904 | Etonitazene hydrochloride
51373001 | Anazocine
51373002 | Bremazocine
51373003 | Pentazocine
51373004 | Phenazocine
51373005 | Moxazocine
51373006 | Pentazocine hydrochloride
51373007 | Pentazocine lactate
51373008 | Phenazocine hydrobromide
51373101 | Diethylthiambutene
51373102 | Ethylmethylthiambutene
51373103 | Diethylthiambutene hydrochloride
51373201 | Dioxaphetyl
51373202 | Tapentadol
51373203 | Dioxaphetyl butyrate
51373204 | Tapentadol hydrochloride
51373301 | Acetaminophen/dihydrocodeine/salicylamide
51373302 | Acetaminophen/aspirin/caffeine/codeine/salicylamide
51373303 | Acetaminophen/aspirin/caffeine/hydrocodone
51373304 | Acetaminophen/aspirin/codeine
51373305 | Acetaminophen/butalbital/caffeine/codeine
51373306 | Acetaminophen/butalbital/caffeine/hydrocodone
51373307 | Acetaminophen/butalbital/codeine
51373308 | Acetaminophen/caffeine/codeine/salicylamide
51373309 | Acetaminophen/caffeine/dihydrocodeine
51373310 | Acetaminophen/codeine
51373311 | Aspirin/caffeine/dihydrocodeine
51373312 | Acetaminophen/hydrocodone
51373313 | Acetaminophen/meperidine
51373314 | Acetaminophen/oxycodone
51373315 | Acetaminophen/pentazocine
51373316 | Acetaminophen/propoxyphene
51373317 | Aluminum hydroxide/aspirin/codeine/magnesium hydroxide
51373318 | Aspirin/atropine/caffeine/camphor/ipecac/opium/phenacetin
51373319 | Aspirin/butalbital/caffeine/codeine
51373320 | Aspirin/caffeine/codeine
51373321 | Aspirin/propoxyphene
51373322 | Aspirin/caffeine/dihydrocodeine/promethazine
51373323 | Aspirin/caffeine/hydrocodone
51373324 | Aspirin/caffeine/ipecac/opium
51373325 | Aspirin/caffeine/propoxyphene
51373326 | Aspirin/carisoprodol/codeine
51373327 | Aspirin/codeine
51373328 | Aspirin/hydrocodone
51373329 | Aspirin/oxycodone
51373330 | Aspirin/pentazocine
51373331 | Naloxone/pentazocine
51373332 | Atropine/meperidine
51373333 | Belladonna/opium
51373334 | Bupivacaine/fentanyl
51373335 | Bupivacaine/hydromorphone
51373336 | Buprenorphine/naloxone
51373337 | Droperidol/fentanyl
51373338 | Hydrocodone/ibuprofen
51373339 | Meperidine/promethazine
51373340 | Morphine/naltrexone
51373401 | Ammonium/bromodiphenhydramine/codeine/menthol/potassium
51373402 | Acetaminophen/caffeine/chlorpheniramine/hydrocodone/phenylephrine
51373403 | Acetaminophen/chlorpheniramine/codeine/phenylephrine
51373404 | Acetaminophen/codeine/guaifenesin/phenylpropanolamine
51373405 | Ammonium chloride/chlorpheniramine/codeine/phenylephrine
51373406 | Ammonium chloride/chlorpheniramine/codeine/phenylephrine/potassium
51373407 | Ammonium/antimony/cherry/codeine/pine/potassium
51373408 | Ammonium/antimony/chlorpheniramine/codeine/potassium guaiacolsulfonate
51373409 | Ammonium/antimony/codeine/phenylephrine/potassium/pyrilamine
51373410 | Ammonium/bromodiphenhydramine/codeine/diphenhydramine/potassium
51373411 | Chlorpheniramine/codeine
51373412 | Ascorbic acid/hydrocodone/pheniramine/potassium citrate/pyrilamine
51373413 | Bromodiphenhydramine/codeine
51373414 | Brompheniramine/codeine/guaifenesin/menthol/phenylephrine/phenylpropanolamine
51373415 | Brompheniramine/codeine/guaifenesin/phenylephrine/phenylpropanol
51373416 | Brompheniramine/codeine/phenylephrine
51373417 | Brompheniramine/codeine/phenylpropanolamine
51373418 | Caffeine/codeine/menthol/pheniramine/phenylephrine/sodium/sodium
51373419 | Calcium iodide/codeine
51373420 | Carbetapentane/chlorpheniramine/citric/codeine/guaifenesin/sodium salicylate
51373421 | Chlorpheniramine/hydrocodone/nh4/phenindamine/phenylephrine/pyrilamine
51373422 | Chlorpheniramine/codeine/glycerol, iodinated
51373423 | Chlorpheniramine/codeine/phenylephrine
51373424 | Chlorpheniramine/codeine/phenylephrine/phenylpropanolamine
51373425 | Chlorpheniramine/codeine/phenylephrine/potassium iodide
51373426 | Chlorpheniramine/codeine/phenylpropanolamine
51373427 | Chlorpheniramine/codeine/pseudoephedrine
51373428 | Chlorpheniramine/dihydrocodeine/phenylephrine/phenylpropanolamine
51373429 | Chlorpheniramine/hydrocodone
51373430 | Chlorpheniramine/hydrocodone/menthol/pseudoephedrine
51373431 | Codeine/guaifenesin/phenylephrine
51373432 | Chlorpheniramine/hydrocodone/phenindamine/phenylephrine/pyrilamine
51373433 | Chlorpheniramine/hydrocodone/phenylephrine
51373434 | Chlorpheniramine/hydrocodone/pseudoephedrine
51373435 | Citric/codeine/ipecac/potassium/promethazine/sodium
51373436 | Citric/codeine/ipecac/potassium/promethazine/sodium citrate
51373437 | Codeine/ephedrine/guaifenesin
51373438 | Codeine/glycerol, iodinated
51373439 | Codeine/guaifenesin
51373440 | Codeine/guaifenesin/pheniramine
51373441 | Codeine/phenylephrine/promethazine
51373442 | Codeine/guaifenesin/phenylpropanolamine
51373443 | Codeine/guaifenesin/pseudoephedrine
51373444 | Codeine/guaifenesin/pseudoephedrine/triprolidine
51373445 | Codeine/ipecac/phenylephrine/potassium/promethazine
51373446 | Codeine/ipecac/potassium guaiacolsulfonate/promethazine
51373447 | Codeine/menthol/pheniramine/phenylephrine
51373448 | Codeine/papaverine
51373449 | Codeine/phenylephrine/phenylpropanolamine
51373450 | Codeine/phenylephrine/potassium guaiacolsulfonate/promethazine
51373451 | Codeine/terpin hydrate
51373452 | Codeine/phenylephrine/pseudoephedrine
51373453 | Codeine/phenylephrine/pyrilamine
51373454 | Codeine/phenylpropanolamine/promethazine
51373455 | Codeine/potassium citrate
51373456 | Codeine/potassium guaiacolsulfonate/promethazine
51373457 | Codeine/promethazine
51373458 | Codeine/pseudoephedrine
51373459 | Codeine/pseudoephedrine/triprolidine
51373460 | Codeine/pyrilamine
51373461 | Hydrocodone/carbinoxamine/pseudoephedrine
51373462 | Dihydrocodeine/guaifenesin/pheniramine/phenylephrine/phenylpropanolamine
51373463 | Guaifenesin/hydrocodone
51373464 | Guaifenesin/hydrocodone/phenindamine
51373465 | Guaifenesin/hydrocodone/pheniramine/phenylpropanolamine/pyrilamine
51373466 | Guaifenesin/hydrocodone/phenylephrine
51373467 | Guaifenesin/hydrocodone/phenylpropanolamine/salicylamide
51373468 | Guaifenesin/hydrocodone/pseudoephedrine
51373469 | Guaifenesin/hydromorphone
51373470 | Homatropine/hydrocodone
51373471 | Hydrocodone/pheniramine/phenylephrine/phenylpropanolamine/pyrilamine
51373472 | Hydrocodone/phenylephrine
51373473 | Hydrocodone/phenylephrine/pyrilamine
51373474 | Hydrocodone/phenylpropanolamine
51373475 | Hydrocodone/phenyltoloxamine
51373476 | Hydrocodone/potassium guaiacolsulfonate
51373477 | Hydrocodone/pseudoephedrine
51373478 | Morphine/potassium citrate/potassium guaiacolsulfonate
51381501 | Colfenamate
51381502 | Etofenamate
51381503 | Floctafenine
51381504 | Mefenamic acid
51381505 | Mesalamine or mesalazine
51381506 | Morniflumate
51381507 | Talosalate
51381508 | Tolmetin
51381509 | Triflumidate
51381510 | Flufenamic acid
51381511 | Glafenine
51381512 | Meclofenamic acid
51381513 | Glafenine hydrochloride
51381514 | Tolmetin glycine amide
51381515 | Tolmetin sodium
51381516 | Tolmetin sodium dihydrate
51381601 | Difenpiramide
51381602 | Parcetasal
51381701 | Acetaminophen or paracetamol
51381702 | Benorilate
51381703 | Acetaminophen glucuronide
51381704 | Acetaminophen mercapturate
51381705 | Acetaminophen sulfate
51381801 | Fentiazac
51381802 | Oxepinac
51381803 | Talmetacin
51381901 | Ebselen
51381902 | Fenpipalone
51381903 | Mofezolac
51381904 | Oxolamine
51381905 | Parecoxib
51381906 | Valdecoxib
51381907 | Oxolamine citrate
51381908 | Oxolamine hydrochloride
51381909 | Oxolamine phosphate
51381910 | Parecoxib sodium
51382001 | Bufexamac
51382002 | Lufuradom
51382003 | Flunoxaprofen
51382004 | Nabumetone
51382101 | Araprofen
51382102 | Carprofen
51382103 | Carprofen for veterinary use
51382201 | Clofurac
51382202 | Talniflumate
51382301 | Dipyrocetyl
51382302 | Enfenamic acid
51382303 | Feclobuzone
51382304 | Niflumic acid
51382305 | Tolfenamic acid
51382401 | Bromfenac
51382402 | Diflumidone
51382403 | Bromfenac sodium
51382404 | Bromfenac sodium hydrate
51382405 | Bromfenac sodium sesquihydrate
51382406 | Diflumidone sodium
51382501 | Prifelone
51382502 | Namoxyrate
51382503 | Tribenoside
51382504 | Timegadine
51382601 | Carbasalate calcium
51382602 | Lotifazole
51382603 | Tybamate
51382701 | Oxindanac
51382702 | Sulindac
51382703 | Sulindac sodium
51382704 | Sulindac sulfide
51382705 | Sulindac sulfone
51382801 | Clofexamide
51382802 | Clofezone
51382803 | Clofezone anhydrous
51382804 | Clofezone dihydrate
51382901 | Glucosamine
51382902 | Ibuproxam
51382903 | Tesimide
51382904 | Rofecoxib
51382905 | Glucosamine hydrochloride
51382906 | Glucosamine sulfate
51383001 | Fenflumizol or fenflumizole
51383002 | Nimazone
51383003 | Tomoxiprole
51383101 | Bermoprofen
51383102 | Oxaceprol
51383103 | Quinupramine
51383201 | Clidanac
51383202 | Flosulide
51383301 | Lumiracoxib
51383302 | Aceclofenac
51383303 | Amfenac
51383304 | Diclofenac
51383305 | Felbinac
51383306 | Fenclorac
51383307 | Nepafenac
51383308 | Robenacoxib
51383309 | Alclofenac
51383310 | Amfenac sodium
51383311 | Diclofenac diethylamine
51383312 | Diclofenac epolamine
51383313 | Diclofenac hydroxyethylpyrrolidine
51383314 | Diclofenac potassium
51383315 | Diclofenac sodium
51383316 | Felbinac ethyl
51383317 | Felbinac ethyl ester
51383401 | Acemetacin
51383402 | Etodolac
51383403 | Zidometacin
51383404 | Proglumetacin
51383405 | Proglumetacin dimaleate
51383406 | Proglumetacin maleate
51383501 | Tenidap
51383502 | Delmetacin
51383503 | Glucametacin
51383504 | Ketorolac
51383505 | Oxametacin or oxamethacin
51383506 | Pravadoline
51383507 | Indometacin or indomethacin
51383508 | Indomethacin sodium
51383509 | Ketorolac trometamol
51383510 | Ketorolac tromethamine
51383511 | Pravadoline maleate
51383512 | Tenidap sodium
51383701 | Bumadizone
51383702 | Aurothioglucose
51383703 | Lobuprofen
51383704 | Naproxol
51383705 | Bumadizone calcium
51383706 | Lobuprofen hydrochloride
51383801 | Adapalene
51383802 | Naproxcinod
51383901 | Clonixeril
51383902 | Clonixin
51383903 | Flunixin
51383904 | Nifenazone
51383905 | Lysine clonixinate
51383906 | Flunixin meglumine
51384001 | Carsalam
51384002 | Chlorthenoxazine
51384003 | Morazone
51384004 | Morazone hydrochloride
51384101 | Fenbufen
51384102 | Metbufen
51384103 | Butibufen
51384201 | Fenoprofen
51384202 | Loxoprofen
51384203 | Miroprofen
51384204 | Piketoprofen
51384205 | Fenoprofen calcium
51384206 | Fenoprofen calcium anhydrous
51384207 | Fenoprofen sodium
51384208 | Loxoprofen sodium
51384209 | Loxoprofen sodium dihydrate
51384210 | Piketoprofen hydrochloride
51384301 | Benzpiperylon
51384302 | Broperamole
51384303 | Flazalone
51384501 | Alminoprofen
51384502 | Bakeprofen
51384503 | Benoxaprofen
51384504 | Carpofen
51384505 | Cinaproxen
51384506 | Dexketoprofen
51384507 | Fluprofen
51384508 | Flurbiprofen
51384509 | Ibuprofen
51384510 | Indoprofen
51384511 | Ketoprofen
51384512 | Losmiprofen
51384513 | Mexoprofen
51384514 | Naproxen
51384515 | Oxaprozin
51384516 | Pranoprofen
51384517 | Suprofen
51384518 | Tiaprofenic acid
51384519 | Vedaprofen
51384520 | Zaltoprofen
51384521 | Dexibuprofen lysine
51384522 | Dexketoprofen trometamol
51384523 | Flurbiprofen axetil
51384524 | Flurbiprofen sodium
51384525 | Ibuprofen aluminum
51384526 | Ibuprofen lysinate
51384527 | Ibuprofen piconol
51384528 | Ibuprofen sodium
51384529 | Ketoprofen lysine
51384530 | Ketoprofen sodium
51384531 | Naproxen etemesil
51384532 | Naproxen piperazine
51384533 | Naproxen sodium
51384534 | Dexibuprofen
51384601 | Dipyrone or metamizol or metamizole
51384602 | Aminophenazone or aminopyrine
51384603 | Antipyrine or phenazone or phenazon or analgesine
51384604 | Bendazac or bendazolic acid
51384605 | Benzydamine
51384606 | Bisfenazone
51384607 | Celecoxib
51384608 | Difenamizole
51384609 | Oxyphenbutazone
51384610 | Edaravone or norphenazone
51384611 | Feprazone
51384612 | Kebuzone or ketophenylbutazone
51384613 | Lonazolac
51384614 | Mofebutazone
51384615 | Niprofazone
51384616 | Pirazolac
51384617 | Propyphenazone
51384618 | Suxibuzone
51384619 | Trifezolac
51384620 | Phenylbutazone
51384621 | Aminophenazone cyclamate
51384622 | Praxadine
51384623 | Bendazac lysine dihydrate
51384624 | Bendazac sodium
51384625 | Benzydamine hydrochloride
51384626 | Lonazolac calcium
51384627 | Metamizole sodium
51384628 | Mofebutazone sodium
51384629 | Oxyphenbutazone anhydrous
51384630 | Oxyphenbutazone piperazine
51384631 | Phenazone salicylate
51384632 | Phenylbutazone calcium
51384633 | Phenylbutazone sodium
51384701 | Cinnopentazone or cintazone
51384702 | Emorfazone
51384703 | Isamfazone
51384801 | Droxicam
51384802 | Etoricoxib
51384803 | Phenazopyridine
51384901 | Firocoxib
51384902 | Rimazolium
51384903 | Ruvazone
51384904 | Quillifoline
51385001 | Anirolac
51385002 | Isoprazone
51385003 | Zomepirac
51385004 | Zomepirac sodium
51385005 | Zomepirac sodium anhydrous
51385101 | Amixetrine
51385102 | Felipyrine
51385103 | Amixetrine hydrochloride
51385201 | Fluquazone
51385202 | Proquazone
51385301 | Ciproquazone
51385401 | Cinchophen
51385402 | Diclonixin
51385403 | Cintazone or cinnopentazone
51385404 | Cinchophen lithium
51385405 | Cinchophen piperazine
51385501 | Ethenzamide
51385502 | Salacetamide
51385601 | Imidazole salicylate
51385602 | Aspirin
51385603 | Choline salicylate
51385604 | Detanosal
51385605 | Fendosal
51385606 | Guacetisal
51385607 | Magnesium salicylate
51385608 | Methyl salicylate
51385609 | Potassium salicylate
51385610 | Salicylsalicylic acid or salsalate
51385611 | Sulfosalicylic acid
51385612 | Diethylamine salicylate
51385613 | Aspirin aluminium
51385614 | Aspirin calcium
51385615 | Aspirin glycine calcium
51385616 | Aspirin magnesium
51385617 | Aspirin methyl ester
51385701 | Deracoxib
51385702 | Nimesulide
51385703 | Tilmacoxib
51385801 | Ampiroxicam
51385802 | Isoxicam
51385803 | Lornoxicam
51385804 | Meloxicam
51385805 | Piroxicam
51385806 | Tenoxicam
51385807 | Piroxicam cinnamate
51385808 | Piroxicam olamine
51385809 | Piroxicam pivalic ester
51385901 | Darbufelone
51385902 | Tianafac
51385903 | Apazone or azapropazone
51385904 | Darbufelone mesilate or mesylate
51386001 | Isoprofen
51386002 | Bifeprofen
51386003 | Bufezolac
51386004 | Butanixin
51386005 | Cliprofen
51386006 | Drinidene
51386007 | Duometacin
51386008 | Fenclozic acid
51386009 | Furcloprofen
51386010 | Lexofenac
51386011 | Mabuprofen
51386012 | Metamfazone
51386013 | Pimetacin
51386014 | Sulprosal
51386015 | Tazeprofen
51386016 | Tenosiprol
51386017 | Zoliprofen
51386101 | Exisulind
51386102 | Paranyline or renytoline
51386201 | Acexamic acid
51386202 | Olsalazine
51386203 | Eltenac
51386204 | Diacerein
51386205 | Olsalazine sodium
51386301 | Meseclazone
51386302 | Pirprofen
51386401 | Balsalazide
51386402 | Tepoxalin
51386403 | Balsalazide disodium
51386404 | Balsalazide sodium
51386501 | Glycerin/lysine
51386502 | Isoleucine/leucine/valine
51386601 | Alcohol/hydrocortisone
51386602 | Aloe/hydrocortisone
51386603 | Aloe/hydrocortisone/pramoxine
51386604 | Dibucaine/hydrocortisone
51386605 | Diperodon/hydrocortisone/zinc oxide
51386606 | Fluocinolone/pyrithione
51386607 | Hydrocortisone/isopropyl alcohol/resorcinol/sulfur
51386608 | Hydrocortisone/isopropyl alcohol/salicylic acid/sodium thiosulfate
51386609 | Hydrocortisone/lidocaine
51386610 | Hydrocortisone/pramoxine
51386611 | Hydrocortisone/salicylic acid/sulfur
51386612 | Hydrocortisone/sulfur/zinc oxide
51386613 | Hydrocortisone/urea
51391501 | Imoxiterol
51391502 | Isoxaprolol
51391503 | Naminterol
51391601 | Octodrine
51391602 | Aminophylline
51391603 | Amrinone or inamrinone
51391604 | Isometheptene
51391605 | Milrinone
51391606 | Prenylamine
51391607 | Propylhexedrine
51391608 | Ractopamine
51391609 | Hydroxyamphetamine
51391610 | Aminophylline dihydrate
51391611 | Aminophylline hydrate
51391612 | Amrinone lactate
51391613 | Isometheptene bitartrate
51391614 | Isometheptene hydrochloride
51391615 | Isometheptene mucate
51391616 | Milrinone lactate
51391617 | Prenylamine lactate
51391618 | Propylhexedrine hydrochloride
51391619 | Ractopamine hydrochloride
51391701 | Butopamine
51391702 | Adrenalone
51391703 | Albuterol or salbutamol
51391704 | Alifedrine
51391705 | Bambuterol
51391706 | Bitolterol
51391707 | Etilefrine
51391708 | Denopamine
51391709 | Carbuterol
51391710 | Cimaterol
51391711 | Cinnamedrine
51391712 | Clenbuterol
51391713 | Clorprenaline
51391714 | Dimetofrine
51391715 | Dipivefrin or dipivefrine
51391716 | Divabuterol
51391717 | Ephedrine
51391718 | Isoetarine or isoetharine
51391719 | Etafedrine
51391720 | Butanefrine or ethylnorepinephrine
51391721 | Fenoterol
51391722 | Levarterenol or noradrenaline or norepinephrine
51391723 | Levalbuterol or levosalbutamol
51391724 | Levisoprenaline
51391725 | Mabuterol
51391726 | Orciprenaline or metaproterenol
51391727 | Methoxamine
51391728 | Metiprenaline
51391729 | Midodrine
51391730 | Pirbuterol
51391731 | Norfenefrine
51391732 | Octopamine
51391733 | Oxilofrine
51391734 | Phenylephrine
51391735 | Theodrenaline
51391736 | Racephedrine
51391737 | Ritodrine
51391738 | Salmefamol
51391739 | Salmeterol
51391740 | Tazolol
51391741 | Tobuterol
51391742 | Isoprenaline
51391743 | Adrenalin or adrenaline or epinephrine
51391744 | Colterol
51391745 | Isoetharine mesylate
51391746 | Racepinefrine or racepinephrine
51391747 | Arformoterol
51391749 | Eformoterol or formoterol
51391801 | Levmetamfetamine or levomethamphetamine
51391802 | Gepefrine
51391803 | Mephentermine
51391804 | Methedrone or methoxyphedrine
51391805 | Methoxyphenamine
51391806 | Pholedrine
51391807 | Hydroxyamphetamine hydrobromide
51391808 | Gepefrine tartrate
51391809 | Mephentermine sulfate
51391810 | Mephentermine sulphate
51391811 | Methoxyphenamine hydrochloride
51391812 | Pholedrine sulfate
51391813 | Pholedrine sulphate
51391901 | Dilazep
51391902 | Azepexole
51391903 | Azepexole dihydrochloride
51391904 | Dilazep dihydrochloride
51392001 | Fenoldopam
51392002 | Adibendan
51392003 | Cinamolol
51392004 | Sulfonterol
51392005 | Fenoldopam mesilate or mesylate
51392201 | Alinidine
51392202 | Apraclonidine or iopidine
51392203 | Clonidine
51392204 | Coumazoline
51392205 | Detomidine
51392206 | Metizoline
51392207 | Indanazoline
51392208 | Indanidine
51392209 | Dexlofexidine or levlofexidine or lofexidine
51392210 | Medetomidine
51392211 | Mivazerol or piroximone
51392212 | Piroximone
51392213 | Tefazoline
51392214 | Tizanidine
51392215 | Tolonidine
51392216 | Tramazoline
51392217 | Fenoxazoline
51392218 | Apraclonidine hydrochloride
51392219 | Clonidine hydrochloride
51392220 | Detomidine hydrochloride
51392221 | Detomidine hydrochloride for veterinary use
51392222 | Fenoxazoline hydrochloride
51392223 | Indanazoline hydrochloride
51392224 | Lofexidine hydrochloride
51392225 | Medetomidine hydrochloride
51392226 | Metizoline hydrochloride
51392227 | Tizanidine hydrochloride
51392228 | Tolonidine nitrate
51392229 | Tramazoline hydrochloride
51392230 | Tramazoline hydrochloride monohydrate
51392301 | Debrisoquine
51392302 | Broxaterol
51392303 | Medorinone
51392304 | Xamoterol
51392305 | Debrisoquine sulfate
51392306 | Xamoterol fumarate
51392307 | Xamoterol hemifumarate
51392401 | Arbutamine
51392402 | Dobutamine
51392403 | Dopamine
51392404 | Dopexamine
51392405 | Ibopamine
51392406 | Levonordefrin
51392407 | Arbutamine hydrochloride
51392408 | Dobutamine hydrochloride
51392409 | Dobutamine lactobionate
51392410 | Dobutamine tartrate
51392411 | Dopamine dimethyl ether
51392412 | Dopamine hydrochloride
51392413 | Dopamine lutine
51392414 | Dopexamine dihydrochloride
51392415 | Dopexamine hydrochloride
51392416 | Ibopamine hydrochloride
51392501 | Rimiterol
51392502 | Tretoquinol
51392503 | Cyclopentamine
51392504 | Carbazeran
51392505 | Cyclopentamine hydrochloride
51392506 | Rimiterol hbr
51392507 | Rimiterol hydrobromide
51392508 | Tretoquinol hydrochloride
51392601 | Cafedrine
51392602 | Metaraminol
51392603 | Phenylpropanolamine
51392604 | Cafedrine hydrochloride
51392605 | Metaraminol bitartrate
51392606 | Metaraminol hydrochloride
51392607 | Metaraminol tartrate
51392608 | Phenylpropanolamine bitartrate
51392609 | Phenylpropanolamine hydrochloride
51392610 | Phenylpropanolamine maleate
51392611 | Phenylpropanolamine sulfate
51392612 | Phenylpropanolamine sulphate
51392701 | Saterinone
51392702 | Acefylline piperazine
51392801 | Bemoradan
51392802 | Amezinium metilsulfate
51392803 | Prinoxodan
51392804 | Zindotrine
51392805 | Imazodan
51392806 | Imazodan hydrochloride
51392901 | Picumeterol
51392902 | Azanator
51392903 | Azanator maleate
51392904 | Picumeterol fumarate
51393001 | Quazinone
51393002 | Quazodine
51393003 | Piquizil
51393004 | Piquizil hydrochloride
51393101 | Aganodine
51393102 | Guanabenz
51393103 | Guanoxabenz
51393104 | Vesnarinone
51393105 | Guanabenz acetate
51393106 | Guanabenz monoacetate
51393107 | Guanoxabenz hydrochloride
51393201 | Tiamenidine
51393202 | Zilpaterol
51393203 | Meluadrine
51393204 | Meluadrine tartrate
51393205 | Tiamenidine hydrochloride
51393301 | Nardeterol
51393302 | Benafentrine
51393303 | Clonazoline
51393304 | Dalbraminol
51393305 | Dexlofexidine
51393306 | Difeterol
51393307 | Etanterol
51393308 | Laprafylline
51393309 | Lodiperone
51393310 | Mexafylline
51393311 | Neraminol
51393312 | Norbudrine
51393313 | Pivenfrine
51393314 | Spirofylline
51393315 | Sulukast
51393316 | Triclofylline
51393317 | Visnafylline
51393318 | Suloxifen
51393319 | Difeterol hydrochloride
51393320 | Suloxifen oxalate
51393401 | Ambuphylline or bufylline
51393402 | Bamifylline
51393403 | Etofylline
51393404 | Choline theophyllinate or oxtriphylline
51393405 | Theophylline
51393406 | Verofylline
51393407 | Tazifylline
51393408 | Acefylline
51393409 | Xanoxic acid
51393410 | Acefylline clofibrol
51393411 | Bamifylline hydrochloride
51393412 | Tazifylline hydrochloride
51393601 | Doxaminol
51393602 | Protokylol
51393603 | Bucladesine
51393604 | Indacaterol
51393605 | Bucladesine sodium
51393606 | Indacaterol maleate
51393607 | Protokylol hydrochloride
51393701 | Oxitropium
51393702 | Pelrinone
51393703 | Oxitropium bromide
51393704 | Pelrinone hydrochloride
51393801 | Dextrose/dopamine
51393802 | Isoproterenol/sodium chloride
51401501 | Bromazepam
51401502 | Climazolam
51401503 | Chlordiazepoxide
51401504 | Cinolazepam
51401505 | Alprazolam
51401506 | Doxefazepam
51401507 | Bretazenil
51401508 | Lormetazepam
51401509 | Meclonazepam
51401510 | Medazepam
51401511 | Ethyl carfluzepate
51401512 | Menitrazepam
51401513 | Nitrazepam
51401514 | Prazepam
51401515 | Clobazam
51401516 | Clonazepam
51401517 | Cloxazolam
51401518 | Diazepam
51401519 | Ethyl loflazepate
51401520 | Elfazepam
51401521 | Halazepam
51401522 | Ethyl dirazepate
51401523 | Etizolam
51401524 | Fludiazepam
51401525 | Flumazenil
51401526 | Flunitrazepam
51401527 | Ketazolam
51401528 | Flutazolam
51401529 | Flutoprazepam
51401530 | Girisopam
51401531 | Nordazepam
51401532 | Iclazepam
51401533 | Lorazepam
51401535 | Nortetrazepam
51401536 | Metaclazepam
51401537 | Mexazolam
51401538 | Midazolam
51401539 | Motrazepam
51401540 | Nimetazepam
51401541 | Sarmazenil
51401542 | Oxazepam
51401543 | Pinazepam
51401544 | Pivoxazepam
51401545 | Proflazepam
51401546 | Quazepam
51401547 | Razobazam
51401548 | Reclazepam
51401549 | Haloxazolam
51401550 | Triazolam
51401551 | Sulazepam
51401552 | Talampanel
51401553 | Temazepam
51401554 | Tetrazepam
51401555 | Tofisopam
51401556 | Tolufazepam
51401557 | Adinazolam
51401558 | Loprazolam
51401559 | Camazepam
51401560 | Adinazolam mesilate or mesylate
51401561 | Chlordiazepoxide hydrochloride
51401562 | Chlordiazepoxide lactam
51401563 | Diazepam hydrochloride
51401564 | Loprazolam methanesulfonate
51401565 | Loprazolammesilate or mesylate
51401566 | Lorazepam glucuronide
51401567 | Medazepam hydrochloride
51401568 | Metaclazepam hydrochloride
51401569 | Midazolam hydrochloride
51401570 | Midazolam maleate
51401601 | Bentazepam
51401602 | Brotizolam
51401603 | Tiapride
51401604 | Tiapride hydrochloride
51401701 | Captodiame or captodiamine
51401702 | Benzoctamine
51401703 | Avizafone
51401704 | Febarbamate
51401705 | Olanzapine
51401706 | Benzoctamine hydrochloride
51401707 | Captodiame hydrochloride
51401708 | Olanzapine embonate
51401709 | Olanzapine hydrochloride
51401710 | Olanzapine pamoate
51401801 | Ciclotizolam
51401802 | Clotiazepam
51401803 | Premazepam
51401901 | Rilmazafone
51401902 | Alpidem
51401903 | Divaplon
51401904 | Fasiplon
51401905 | Panadiplon
51401906 | Rilmazafone hydrochloride
51402001 | Emylcamate
51402002 | Mebutamate
51402003 | Meprobamate
51402004 | Procymate
51402101 | Chlormezanone
51402102 | Dichlormezanone
51402201 | Pagoclone
51402202 | Pipequaline
51402203 | Buspirone
51402204 | Duloxetine
51402205 | Buspirone hydrochloride
51402206 | Duloxetine hydrochloride
51402207 | Etifoxine
51402301 | Mepiprazole
51402302 | Enciprazine
51402303 | Enpiprazole
51402304 | Revospirone
51402305 | Metanopirone or tandospirone
51402306 | Enciprazine dihydrochloride
51402307 | Enciprazine hydrochloride
51402308 | Enpiprazole hydrochloride
51402309 | Mepiprazole dihydrochloride
51402310 | Tandospirone citrate
51402401 | Azacyclonol
51402402 | Prazitone
51402403 | Azacyclonol hydrochloride
51402404 | Prazitone hydrochloride
51402501 | Abecarnil
51402502 | Gedocarnil
51402601 | Ipsapirone
51402602 | Ocinaplon
51402603 | Ipsapirone hydrochloride
51411501 | Burodiline
51411502 | Cyclandelate
51411503 | Fenetradil
51411504 | Hexobendine
51411505 | Stevaladil
51411601 | Suloctidil
51411602 | Bamethan
51411603 | Buphenine or nylidrin
51411604 | Dilevalol
51411605 | Glyceryl trinitrate or glyceryltrinitrate or nitroglycerin
51411606 | Oxyfedrine
51411607 | Propatylnitrate
51411608 | Tenitramine
51411609 | Teopranitol
51411610 | Tipropidil
51411611 | Bamethan sulfate
51411612 | Bamethan sulphate
51411613 | Buphenine hydrochloride
51411614 | Dilevalol hydrochloride
51411615 | Oxyfedrine hydrochloride
51411616 | Tipropidil hydrochloride
51411701 | Pimefylline
51411702 | Brovincamine
51411703 | Ciclosidomine
51411704 | Ethaverine
51411705 | Pentifylline
51411706 | Vinburnine
51411707 | Papaverine or papaverinum
51411708 | Brovincamine fumarate
51411709 | Ethaverine hydrochloride
51411710 | Papaverine hydrochloride
51411711 | Papaverine nitrite
51411712 | Papaverine sulfate
51411713 | Papaverine sulphate
51411714 | Pimefylline nicotinate
51411801 | Acoxatrine
51411802 | Cetiedil
51411803 | Fenoxedil
51411804 | Co-dergocrine mesilate or dihydroergotoxine mesylate or ergoloid mesylate
51411805 | Cetiedil citrate
51411806 | Fenoxedil hydrochloride
51411901 | Aminoxytriphene or amotriphene
51411902 | Droprenilamine
51411903 | Emopamil
51411904 | Fenalcomine
51411905 | Fantofarone
51411906 | Droprenilamine hydrochloride
51412001 | Molsidomine
51412002 | Butalamine
51412003 | Butalamine hydrochloride
51412004 | Cilostazol
51412005 | Enoximone
51412006 | Imolamine
51412007 | Ipramidil
51412009 | Linsidomine
51412010 | Mefenidil
51412011 | Nanterinone
51412012 | Trapidil
51412013 | Imolamine hydrochloride
51412014 | Linsidomine hydrochloride
51412015 | Mefenidil fumarate
51412016 | Nanterinone mesylate
51412101 | Bendazol
51412102 | Buterizine
51412103 | Bendazol hydrochloride
51412301 | Benziodarone
51412302 | Clobenfurol or cloridarol
51412401 | Carbocromen or chromonar
51412402 | Efloxate
51412403 | Visnadine
51412404 | Carbocromen hydrochloride
51412501 | Azaclorzine
51412502 | Chloracizine or chloracyzine
51412503 | Azaclorzine hydrochloride
51412601 | Nitroprusside
51412602 | Todralazine
51412603 | Dioxyline
51412604 | Ledazerol
51412605 | Floredil
51412606 | Todralazine hydrochloride
51412701 | Nafronyl or naftidrofuryl
51412702 | Alteplase
51412703 | Naftidrofuryl hydrogen oxalate
51412704 | Naftidrofuryl oxalate
51412801 | Etafenone
51412802 | Perfomedil
51412803 | Etafenone hydrochloride
51412901 | Micinicate
51412902 | Nicofuranose
51412903 | Ciclonicate
51413001 | Aminoethyl nitrate
51413002 | Clonitrate
51413003 | Eritrityl tetranitrate
51413004 | Itramin tosilate or itramin tosylate
51413005 | Mannitol hexanitrate
51413006 | Trolnitrate
51413101 | Cilostamide
51413102 | Buquineran
51413103 | Flosequinan
51413104 | Razinodil
51413105 | Fasudil
51413106 | Fasudil hydrochloride
51413107 | Fasudil hydrochloride hydrate
51413108 | Udenafil
51413201 | Cinepazic acid
51413202 | Cinepazide
51413203 | Trimetazidine
51413204 | Sildenafil
51413205 | Vardenafil
51413206 | Cinepazide maleate
51413207 | Sildenafil citrate
51413208 | Trimetazidine dihydrochloride
51413209 | Trimetazidine hydrochloride
51413210 | Vardenafil dihydrochloride
51413211 | Vardenafil hydrochloride
51413212 | Vardenafil hydrochloride hydrate
51413213 | Avanafil
51413301 | Alprostadil
51413302 | Gemeprost
51413303 | Alprostadil alfadex
51413401 | Endralazine
51413402 | Pildralazine
51413403 | Dihydroergocristine
51413404 | Endralazine mesilate or mesylate
51413501 | Gapicomine
51413502 | Ibudilast
51413503 | Nicotinyl alcohol or pyridylcarbinol
51413504 | Nimodipine
51413505 | Nitrendipine
51413506 | Tadalafil
51413601 | Cinepazet
51413602 | Bumepidil
51413603 | Carprazidil
51413604 | Cinepazet maleate
51413701 | Buflomedil
51413702 | Fronepidil
51413703 | Buflomedil hydrochloride
51413801 | Podilfen
51413901 | Pitenodil
51413902 | Altapizone
51413903 | Cinepaxadil
51413904 | Dramedilol
51413905 | Flosatidil
51413906 | Iproxamine
51413907 | Manozodil
51413908 | Nesapidil
51413909 | Parodilol
51413910 | Piraxelate
51413911 | Vincantril
51413912 | Vinpoline
51413913 | Iproxamine hydrochloride
51414001 | Hexadiline
51414002 | Mindodilol
51414101 | Regadenoson
51414102 | Etofylline nicotinate
51421501 | Fluticasone
51421502 | Timobesone
51421503 | Loteprednol
51421504 | Fluticasone furoate
51421505 | Fluticasone propionate
51421506 | Loteprednol etabonate
51421507 | Timobesone acetate
51421601 | Clobetasol
51421602 | Clobetasone
51421603 | Diflorasone
51421604 | Halobetasol or ulobetasol
51421605 | Clobetasol propionate
51421606 | Clobetasone butyrate
51421607 | Diflorasone diacetate
51421608 | Ulobetasol propionate
51421701 | Corticorelin ovine triflutate
51421702 | Corticorelin
51421801 | Rofleponide
51421802 | Budesonide
51421901 | Naflocort
51421902 | Locicortolone
51421903 | Cortisone
51421904 | Cortisone acetate
51421905 | Cortisone aceticum
51421906 | Locicortolone dicibate
51421907 | Naflocort anhydrous
51422001 | Cosyntropin or tetracosactide
51422002 | Sermorelin
51422003 | Sermorelin acetate
51422101 | Prednisone
51422102 | Chloroprednisone
51422103 | Clocortolone
51422104 | Diflucortolone
51422105 | Fluocortin
51422106 | Fluocortolone
51422107 | Meprednisone
51422108 | Mometasone
51422109 | Tralonide
51422110 | Chloroprednisone acetate
51422111 | Clocortolone acetate
51422112 | Clocortolone pivalate
51422113 | Diflucortolone pivalate
51422114 | Diflucortolone valerate
51422115 | Fluocortin butyl
51422116 | Fluocortin butyl ester
51422117 | Fluocortolone acetate
51422118 | Fluocortolone caproate
51422119 | Meprednisone disodium phosphate
51422120 | Mometasone furoate
51422121 | Mometasone furoate hydrate
51422122 | Mometasone furoate monohydrate
51422123 | Prednisone intensol
51422201 | Fluocinonide
51422202 | Fluorometholone
51422203 | Rimexolone
51422204 | Triamcinolone
51422205 | Flunarizine
51422206 | Fluocinolone acetonide
51422207 | Flunarizine dihydrochloride
51422208 | Flunarizine hydrochloride
51422209 | Fluorometholone acetate
51422210 | Triamcinolone acetonide
51422211 | Triamcinolone acetonide hemisuccinate
51422212 | Triamcinolone acetonide sodium phosphate
51422213 | Triamcinolone acetonide valerate
51422214 | Triamcinolone benetonide
51422215 | Triamcinolone diacetate
51422216 | Triamcinolone hexacetonide
51422301 | Alclometasone
51422302 | Beclometasone or Beclomethasone
51422303 | Betamethasone
51422304 | Desonide
51422305 | Desoximetasone
51422306 | Dexamethasone
51422307 | Fluprednidene
51422308 | Dichlorisone
51422309 | Difluprednate
51422310 | Fluprednisolone
51422311 | Mazipredone
51422312 | Methylprednisolone
51422313 | Paramethasone
51422314 | Prednicarbate
51422315 | Prednisolone
51422316 | Prednylidene
51422317 | Fluclorolone
51422318 | Melengestrol
51422319 | Fluperolone
51422320 | Halometasone
51422321 | Alclometasone dipropionate
51422322 | Betamethasone acetate
51422323 | Betamethasone acibutate
51422324 | Betamethasone benzoate
51422325 | Betamethasone butyrate propionate
51422326 | Betamethasone dihydrogen phosphate
51422327 | Betamethasone dipropionate
51422328 | Betamethasone phosphate
51422329 | Betamethasone sodium phosphate
51422330 | Betamethasone succinate
51422331 | Betamethasone valerate
51422332 | Dexamethasone acefurate
51422333 | Dexamethasone acetate
51422334 | Dexamethasone acetate anhydrous
51422335 | Dexamethasone beloxil
51422336 | Dexamethasone dipropionate
51422337 | Dexamethasone isonicotinate
51422338 | Dexamethasone metasulfobenzoate sodium
51422339 | Dexamethasone palmitate
51422340 | Dexamethasone phosphate
51422341 | Dexamethasone pivalate
51422342 | Dexamethasone sodium phosphate
51422343 | Dexamethasone tebutate
51422344 | Dexamethasone trimethyl acetate
51422345 | Dexamethasone valerate
51422346 | Dichlorisone acetate
51422347 | Fluclorolone acetonide
51422348 | Fluperolone acetate
51422349 | Fluprednisolone valerate
51422350 | Halometasone monohydrate
51422351 | Mazipredone hydrochloride
51422352 | Melengestrol acetate
51422353 | Methylprednisolone aceponate
51422354 | Methylprednisolone acetate
51422355 | Methylprednisolone sodium phosphate
51422356 | Methylprednisolone sodium succinate
51422357 | Methylprednisolone suleptanate
51422358 | Paramethasone acetate
51422359 | Paramethasone disodium phosphate
51422360 | Prednisolone acetate
51422361 | Prednisolone hemisuccinate
51422362 | Prednisolone phosphate
51422363 | Prednisolone sodium metasulfobenzoate
51422364 | Prednisolone sodium phosphate
51422365 | Prednisolone sodium succinate
51422366 | Prednisolone steaglate
51422367 | Prednisolone succinate
51422368 | Prednisolone tebutate
51422369 | Prednisolone valerate acetate
51422370 | Flumetasone or flumethasone
51422401 | 11-deoxycortisol or cortexolone or cortodoxone
51422402 | Aldosterone
51422403 | Anecortave
51422404 | Butixocort
51422405 | Ciclesonide
51422406 | Cloprednol
51422407 | Cortivazol
51422408 | Deflazacort
51422409 | Deoxycorticosterone or desoxycorticosterone or desoxycortone
51422410 | Fludrocortisone
51422411 | Fludroxycortide or flurandrenolide
51422412 | Flumedroxone
51422413 | Flunisolide
51422414 | Halcinonide
51422415 | Hydrocortisone
51422416 | Medrysone
51422417 | Hydrocortisone butyrate
51422418 | Tixocortol
51422419 | Desoxycorticosterone or desoxycortone
51422420 | Desoxycortone pivalate
51422421 | Fludrocortisone acetate
51422422 | Fludrocortisone hemisuccinate
51422423 | Flunisolide acetate
51422424 | Hydrocortisone aceponate
51422425 | Hydrocortisone acetate
51422426 | Hydrocortisone buteprate
51422427 | Hydrocortisone butyrate propionate
51422428 | Hydrocortisone caproate
51422429 | Hydrocortisone cypionate
51422430 | Hydrocortisone hemisuccinate anhydrous
51422431 | Hydrocortisone phosphate
51422432 | Hydrocortisone probutate
51422433 | Hydrocortisone sodium phosphate
51422434 | Hydrocortisone sodium succinate
51422435 | Hydrocortisone tebutate
51422436 | Hydrocortisone valerate
51422437 | Tixocortol pivalate
51422501 | Isoprednidene
51422502 | Acrocinonide
51422503 | Amcinafide
51422504 | Amcinonide
51422505 | Amebucort
51422506 | Cicortonide
51422507 | Cortisuzol
51422508 | Halocortolone
51422509 | Hydrocortamate
51422510 | Oxisopred
51422511 | Triclonide
51422512 | Hydrocortamate hydrochloride
51422601 | Dexamethasone/lidocaine
51431501 | Eprosartan
51431502 | Aliskiren
51431503 | Tirofiban
51431504 | Arfalasin
51431505 | Aliskiren fumarate
51431506 | Eprosartan mesilate or mesylate
51431507 | Tirofiban hydrochloride
51431508 | Tirofiban hydrochloride anhydrous
51431509 | Tirofiban hydrochloride monohydrate
51431510 | Arginine hydrochloride
51431601 | Anipamil
51431602 | Atomoxetine
51431603 | Devapamil
51431604 | Fendiline
51431605 | Gallopamil
51431606 | Metirosine or metyrosine
51431607 | Pargyline
51431608 | Terodiline
51431609 | Verapamil
51431610 | Fendiline hydrochloride
51431611 | Gallopamil hydrochloride
51431612 | Pargyline hydrochloride
51431613 | Terodiline hydrochloride
51431614 | Verapamil hydrochloride
51431701 | Benazepril
51431702 | Benazeprilat
51431703 | Libenzapril
51431704 | Diltiazem
51431705 | Clentiazem
51431706 | Benazepril hydrochloride
51431707 | Clentiazem maleate
51431708 | Diltiazem hydrochloride
51431709 | Diltiazem malate
51431801 | Irbesartan
51431802 | Diclofurime
51431803 | Methyldopa
51431804 | Azilsartan
51431805 | Irbesartan hydrochloride
51431806 | Methyldopa anhydrous
51431807 | Methyldopa sesquihydrate
51431901 | Candesartan
51431902 | Telmisartan
51431903 | Exaprolol
51431904 | Candesartan cilexetil
51431905 | Exaprolol hydrochloride
51431906 | Sapropterin
51432001 | Sitaxentan
51432002 | Bencyclane
51432003 | Delapril
51432004 | Guggulsterone
51432005 | Bencyclane fumarate
51432006 | Delapril hydrochloride
51432007 | Sitaxentan sodium
51432101 | Guabenxan
51432102 | Guanadrel
51432103 | Guanclofine
51432104 | Guanethidine
51432105 | Guanfacine
51432106 | Guanoclor
51432107 | Guanoxyfen
51432108 | Pinacidil
51432109 | Guanadrel sulfate
51432110 | Guanethidine monosulfate
51432111 | Guanethidine sulfate
51432112 | Guanfacine hydrochloride
51432113 | Guanoclor sulfate
51432201 | Budralazine
51432202 | Dihydralazine
51432203 | Dihydralazine hydrochloride
51432204 | Dihydralazine mesilate
51432205 | Dihydralazine sulfate
51432206 | Dihydralazine sulphate
51432207 | Dihydralazine tartrate
51432301 | Ciprokiren
51432302 | Imidapril
51432303 | Moxonidine
51432304 | Imidaprilat
51432305 | Losartan
51432306 | Olmesartan
51432307 | Pratosartan
51432308 | Remikiren
51432309 | Trimetaphan camsilate or trimethaphan camsylate
51432310 | Trimetaphan or trimethaphan
51432311 | Imidapril hydrochloride
51432312 | Imidapril monohydrochloride
51432313 | Losartan potassium
51432314 | Moxonidine hydrochloride
51432315 | Olmesartan medoxomil
51432401 | Captopril
51432402 | Moveltipril
51432403 | Zofenopril
51432404 | Zofenoprilat
51432405 | Captopril disulfide
51432406 | Moveltipril calcium
51432407 | Zofenopril calcium
51432408 | Zofenoprilat arginine
51432501 | Mecarbinate
51432502 | Pentopril
51432503 | Perindopril
51432504 | Perindoprilat
51432505 | Trandolapril
51432506 | Trandolaprilat
51432507 | Vintoperol
51432508 | Methoserpidine
51432509 | Oxprenoate
51432510 | Perindopril arginine
51432511 | Perindopril erbumine
51432601 | Lidoflazine
51432602 | Terciprazine
51432603 | Zankiren
51432604 | Monatepil
51432605 | Naftopidil
51432606 | Eplerenone
51432607 | Monatepil maleate
51432608 | Naftopidil dihydrochloride
51432609 | Zankiren hydrochloride
51432701 | Nicaraven
51432702 | Zabicipril
51432703 | Zabiciprilat
51432704 | Flordipine
51432705 | Ramipril
51432706 | Ramiprilat
51432801 | Saralasin
51432802 | Ditekiren
51432803 | Enalapril
51432804 | Enalaprilat
51432805 | Lisinopril
51432806 | Enalapril maleate
51432807 | Enalaprilat anhydrous
51432808 | Enalaprilat dihydrate
51432809 | Lisinopril anhydrous
51432810 | Lisinopril dihydrate
51432811 | Saralasin acetate
51432901 | Belfosdil
51432902 | Fosinopril
51432903 | Fosinoprilat
51432904 | Fosinopril sodium
51433001 | Olmidine
51433002 | Rilmenidine
51433003 | Rilmenidine dihydrogen phosphate
51433004 | Rilmenidine phosphate
51433101 | Enalkiren
51433102 | Spirapril
51433103 | Angiotensinamide
51433104 | Spirapril hydrochloride
51433201 | Ambrisentan
51433202 | Darusentan
51433301 | Cromakalim or levcromakalim
51433302 | Flavodilol
51433303 | Hydralazine
51433304 | Flavodilol maleate
51433305 | Hydralazine hydrochloride
51433401 | Diproteverine
51433402 | Moexipril
51433403 | Quinapril
51433404 | Quinaprilat
51433405 | Falipamil
51433406 | Diproteverine hydrochloride
51433407 | Moexipril hydrochloride
51433408 | Quinapril hydrochloride
51433501 | Quinuclium bromide
51433502 | Amiquinsin
51433503 | Mibefradil
51433504 | Phenactropinium
51433505 | Cryptenamine
51433506 | Amiquinsin hydrochloride
51433507 | Mibefradil dihydrochloride
51433508 | Mibefradil hydrochloride
51433509 | Phenactropinium chloride
51433601 | Ketanserin
51433602 | Minoxidil
51433603 | Pempidine
51433604 | Perhexiline
51433605 | Ketanserin tartrate
51433606 | Minoxidil sulfate ester
51433607 | Pempidine tartrate
51433608 | Perhexiline maleate
51433701 | Treprostinil
51433702 | Muzolimine
51433703 | Tasosartan
51433704 | Pelanserin
51433705 | Pelanserin hydrochloride
51433706 | Treprostinil sodium
51433801 | Cadralazine
51433802 | Cilazapril
51433803 | Cilazaprilat
51433804 | Levosimendan
51433805 | Mopidralazine
51433806 | Cilazapril anhydrous
51433807 | Cilazapril monohydrate
51433901 | Efonidipine
51433902 | Amlodipine
51433903 | Nifedipine
51433904 | Niguldipine
51433905 | Nilvadipine
51433906 | Aprikalim
51433907 | Nisoldipine
51433908 | Barnidipine
51433909 | Omapatrilat
51433910 | Palonidipine
51433911 | Teludipine
51433912 | Cilnidipine
51433913 | Clevidipine
51433914 | Elgodipine
51433915 | Felodipine
51433916 | Forasartan
51433917 | Isradipine
51433918 | Tiadenol
51433919 | Lercanidipine
51433920 | Manidipine
51433921 | Nicardipine
51433922 | Benidipine
51433923 | Lacidipine
51433924 | Amlodipine besilate
51433925 | Amlodipine maleate
51433927 | Amlodipine mesilate hydrate
51433928 | Amlodipine mesylate hydrate
51433929 | Barnidipine hydrochloride
51433930 | Benidipine hydrochloride
51433931 | Clevidipine butyrate
51433932 | Efonidipine hydrochloride ethanolate
51433933 | Elgodipine hydrochloride
51433934 | Lercanidipine hydrochloride
51433935 | Manidipine dihydrochloride
51433936 | Manidipine hydrochloride
51433937 | Nicardipine hydrochloride
51433938 | Nifedipine hydrochloride
51433939 | Teludipine hydrochloride
51434001 | Bepridil
51434002 | Enalpril
51434003 | Pentolinium or pentolonium
51434004 | Rilmakalim
51434005 | Vernakalant
51434006 | Bepridil hydrochloride
51434007 | Bepridil hydrochloride monohydrate
51434008 | Pentolonium tartrate
51434101 | Azamethonium
51434102 | Chlorisondamine
51434103 | Hexamethonium
51434104 | Pentamethonium
51434105 | Azamethonium bromide
51434106 | Chlorisondamine chloride
51434107 | Hexamethonium bromide
51434108 | Pentamethonium bromide
51434201 | Bietaserpine
51434202 | Deserpidine
51434203 | Mefeserpine
51434204 | Rescinnamine
51434205 | Reserpine
51434206 | Vincamine
51434207 | Vincamine hydrochloride
51434301 | Piretanide
51434302 | Diazoxide
51434303 | Bendroflumethiazide
51434304 | Piretanide sodium
51434305 | Torasemide
51434401 | Mecamylamine
51434402 | Tinabinol
51434403 | Mecamylamine hydrochloride
51434502 | Valsartan
51434601 | Etozolin
51434602 | Rentiapril
51434603 | Semotiadil
51434604 | Utibapril
51434605 | Semotiadil fumarate
51434701 | Temocapril
51434702 | Temocaprilat
51434703 | Temocapril hydrochloride
51434801 | Neldazosin
51434802 | Benclonidine
51434803 | Ciheptolane
51434804 | Cronidipine
51434805 | Dagapamil
51434806 | Elisartan
51434807 | Fenperate
51434808 | Iprotiazem
51434809 | Leptacline
51434810 | Mazokalim
51434811 | Utibaprilat
51434812 | Orbutopril
51434813 | Peraquinsin
51434814 | Piclonidine
51434815 | Pivopril
51434816 | Rescimetol
51434817 | Sagandipine
51434818 | Sornidipine
51434819 | Tefenperate
51434820 | Tenosal
51434821 | Zolasartan
51434901 | Amlodipine/valsartan
51434902 | Aliskiren/amlodipine/hydrochlorothiazide
51434903 | Aliskiren/hydrochlorothiazide
51434904 | Aliskiren/valsartan
51434905 | Alskiren/amlodipine
51434906 | Amlodipine/benazepril
51434907 | Amlodipine/hydrochlorothiazide/olmesartan
51434908 | Amlodipine/hydrochlorothiazide/valsartan
51434909 | Amlodipine/olmesartan
51434910 | Amlodipine/telmisartan
51434911 | Chlorothiazide/reserpine
51434912 | Atenolol/chlorthalidone
51434913 | Benazepril/hydrochlorothiazide
51434914 | Bendroflumethiazide/nadolol
51434915 | Bendroflumethiazide/potassium chloride/rauwolfia serpentina
51434916 | Bendroflumethiazide/rauwolfia serpentina
51434917 | Bisoprolol/hydrochlorothiazide
51434918 | Candesartan/hydrochlorothiazide
51434919 | Captopril/hydrochlorothiazide
51434920 | Chlorothiazide/methyldopa
51434921 | Flumethiazide/potassium chloride/rauwolfia serpentina
51434922 | Chlorthalidone/clonidine
51434923 | Chlorthalidone/reserpine
51434924 | Cryptenamine/methyclothiazide
51434925 | Deserpidine/hydrochlorothiazide
51434926 | Deserpidine/methyclothiazide
51434927 | Diltiazem/enalapril
51434928 | Enalapril/felodipine
51434929 | Enalapril/hydrochlorothiazide
51434930 | Eprosartan/hydrochlorothiazide
51434931 | Hydrochlorothiazide/losartan
51434932 | Fosinopril/hydrochlorothiazide
51434933 | Guanethidine/hydrochlorothiazide
51434934 | Hydralazine/hydrochlorothiazide
51434935 | Hydralazine/hydrochlorothiazide/reserpine
51434936 | Hydralazine/isosorbide
51434937 | Hydralazine/reserpine
51434938 | Hydrochlorothiazide/irbesartan
51434939 | Hydrochlorothiazide/labetalol
51434940 | Hydrochlorothiazide/lisinopril
51434941 | Hydrochlorothiazide/valsartan
51434942 | Hydrochlorothiazide/methyldopa
51434943 | Hydrochlorothiazide/metoprolol
51434944 | Hydrochlorothiazide/moexipril
51434945 | Hydrochlorothiazide/olmesartan
51434946 | Hydrochlorothiazide/propranolol
51434947 | Hydrochlorothiazide/quinapril
51434948 | Hydrochlorothiazide/reserpine
51434949 | Hydrochlorothiazide/telmisartan
51434950 | Hydrochlorothiazide/timolol
51434951 | Hydroflumethiazide/reserpine
51434952 | Methyclothiazide/pargyline
51434953 | Methyclothiazide/reserpine
51434954 | Polythiazide/prazosin
51434955 | Polythiazide/reserpine
51434956 | Quinethazone/reserpine
51434957 | Reserpine/trichlormethiazide
51435001 | Amlodipine/atorvastatin
51435002 | Sodium chloride/verapamil
51441520 | Iocarmic acid
51441523 | Iodoxamic acid
51441549 | Sodium ioxaglate
51441562 | Technetium tc-99m or 99mtc
51441577 | Barium sulfate
51441579 | Loversol
51441601 | Aminohippurate sodium or Aminohippuric acid
51441603 | Fluorescein
51441605 | Methacholine
51441606 | Metyrapone
51441608 | Radiopharmaceutical preparation kit
51441611 | Etanidazole
51441612 | Ibritumomab tiuxetan 90y
51441614 | Iodine-125-fibrinogen
51441617 | Alsactide
51441618 | Pentagastrin
51441701 | Medronate disodium/stannous chloride
51441702 | Albumin/stannous chloride
51441703 | Ascorbic acid/methylene diphosphonic acid/stannous chloride
51441704 | Barium sulfate/methylcellulose
51441705 | Diatrizoate/iodine
51441706 | Diatrizoate/iodipamide
51441707 | Diatrizoate/lidocaine
51441708 | Disofenin/stannous chloride
51441709 | Gluceptate/stannous chloride
51441710 | Gluceptate/stannous chloride/tin
51441711 | Methylene diphosphonic acid/stannous chloride
51441712 | Pentetate calcium trisodium/stannous chloride
51441713 | Pentetate pentasodium/stannous chloride
51441714 | Sodium hydroxymethane/stannous chloride
51441715 | Stannous chloride/succimer
51441801 | Cosyntropin/mannitol
51441802 | Sodium bicarbonate/tartaric acid
51441901 | Acetrizoic acid
51441902 | Amidotrizoic acid or diatrizoate or diatrizoic acid
51441903 | Diazoate
51441904 | Methiodal
51441905 | Methiodal sodium
51441906 | Metrizamide
51441907 | Metrizoic acid
51442001 | Fludarabine
51442002 | Fludeoxyglucose (18f) or fludeoxyglucose f-18
51442003 | Fluorodopa
51442004 | Fluorouracil
51442005 | Sodium fluoride
51442006 | Sulfur hexafluoride
51442007 | TFT or trifluorothymidine or trifluridine
51442101 | Perflenapent or perfluoropentane
51442102 | Perflubron or perfluorooctyl bromide
51442201 | Gadobenic acid
51442202 | Gadobutrol
51442203 | Gadodiamide
51442204 | Gadodiamide hydrate
51442205 | Gadofosveset
51442206 | Gadofosveset trisodium
51442207 | Gadolinium
51442208 | Gadopentetic acid
51442209 | Gadoteric acid
51442210 | Gadoteridol
51442211 | Gadoversetamide
51442212 | Gadoxetic acid
51442301 | Indium 111 capromab pendetide
51442302 | Indium in 111 oxyquinoline
51442303 | Indium in 111 antiovariumcarcinoma antibody
51442304 | Indium in 111 pentetic acid or indium (111in) pentetic acid
51442305 | Indium in 111 pentetreotide or indium (111in) pentetreotide
51442306 | Indium in 111 satumomab pendetide or indium (111in) satumomab pendetide
51442402 | Adipiodone or iodipamide
51442403 | Calcium iopodate
51442404 | Diodone or iodopyracet
51442405 | Ethiodized oil or ethiodol or or lipiodol
51442406 | Iobenguane
51442407 | Iobenguane sulfate
51442408 | Iobenzamic acid
51442409 | Iobitridol
51442410 | Iocarmate or iocarmic acid or iocarmate meglumine
51442411 | Iocetamic acid
51442412 | Iodamide or iodamide meglumine
51442413 | Iodinated i-125 human serum albumin or jeanatope
51442414 | Iodixanol
51442415 | Iodoxamate or iodoxamate meglumine or iodoxamic acid
51442416 | Iofendylate or iophendylate
51442417 | Iofetamine i-123
51442418 | Ioflupane 123I
51442419 | Ioglicic acid
51442420 | Ioglycamic acid
51442421 | Iohexol
51442422 | Iomeprol
51442423 | Iopamidol
51442424 | Iopanoic acid
51442425 | Iopentol
51442426 | Iophenoic acid or ioprocemic acid
51442427 | Iopromide
51442428 | Iopydol
51442429 | Iotalamic acid or iotalamate or sodium iotalamate
51442430 | Iotrolan
51442431 | Iotroxic acid
51442432 | Ioxaglate or ioxaglate meglumine or ioxaglate sodium or sodium ioxaglate
51442433 | Ioxaglic acid
51442434 | Ioxitalamic acid or ioxithalamic acid or ioxithalamate
51442435 | Propyliodone
51442436 | Rose bengal sodium I 131
51442437 | Sodium iodide i-123
51442438 | Sodium iodide i-131
51442439 | Sodium iopodate
51442440 | Sodium tyropanoate or tyropanoic acid
51442441 | Ioxilan
51442442 | Ioversol
51442501 | Mangafodipir
51442601 | Indigo carmine or indigotindisulfonate sodium
51442602 | Phenolsulfonphthalein
51442603 | Sulfobromophthalein sodium
51442604 | Sulfobromophthalein
51442701 | Technetium Tc-99m apcitide or technetium 99mtc apcitide
51442702 | Technetium Tc-99m arcitumomab or technetium 99mtc arcitumomab
51442703 | Technetium Tc-99m bicisate or technetium 99mtc bicisate
51442704 | Technetium Tc-99m disofenin or technetium 99mtc disofenin
51442705 | Technetium Tc-99m fanolesomab or technetium 99mtc fanolesomab
51442706 | Technetium Tc-99m furifosmin or technetium 99mtc furifosmin
51442707 | Technetium Tc-99m gluceptate or technetium 99mtc gluceptate
51442708 | Technetium Tc-99m mebrofenin or technetium 99mtc mebrofenin
51442709 | Technetium Tc-99m medronate or technetium 99mtc medronate
51442710 | Technetium Tc-99m mertiatide or technetium 99mtc mertiatide
51442711 | Technetium Tc-99m nofetumomab merpentan or technetium 99mtc nofetumomab merpentan
51442712 | Technetium Tc-99m pentetate or technetium 99mtc pentetate
51442713 | Technetium Tc-99m pertechnetate or technetium 99mtc pertechnetate
51442714 | Technetium Tc-99m pintumomab or technetium 99mtc pintumomab
51442715 | Technetium Tc-99m pyrophosphate or technetium 99mtc pyrophosphate
51442716 | Technetium Tc-99m sestamibi or technetium 99mtc sestamibi
51442717 | Technetium Tc-99m sodium pertechnetate or technetium 99mtc sodium pertechnetate
51442718 | Technetium Tc-99m succimer or technetium 99mtc succimer
51442719 | Technetium Tc-99m sulfur colloid or technetium 99mtc sulfur colloid
51442720 | Technetium Tc-99m teboroxime or technetium 99mtc teboroxime
51442721 | Technetium Tc-99m tetrofosmin or technetium 99mtc tetrofosmin
51442722 | Technetium Tc-99m tilmanocept or technetium 99mtc tilmanocept
51442723 | Technetium tc-99m lidofenin
51442724 | Technetium tc-99m phytate
51442725 | Technetium tc-99m sulesomab
51442726 | Technetium tc-99m tin colloid
51451501 | Dichlorophen
51451502 | Nitroclofene
51451601 | Cambendazole
51451602 | Ciclobendazole or cyclobendazole
51451603 | Fenbendazole
51451604 | Oxfendazole
51451605 | Oxibendazole
51451606 | Triclabendazole
51451608 | Dribendazole
51451609 | Etibendazole
51451610 | Lobendazole
51451611 | Subendazole
51451612 | Fenbendazole for veterinary use
51451613 | Oxfendazole sulfone
51451701 | Bephenium
51451702 | Kainic acid
51451703 | Pyrathiazine
51451704 | Thenium closylate
51451705 | Ticarbodine
51451706 | Bephenium hydroxynaphthoate
51451801 | Albendazole
51451802 | Imcarbofos
51451803 | Nitrodan
51451804 | Zilantel
51451805 | Albendazole oxide
51451806 | Albendazole sulfone
51451807 | Albendazole sulfoxide
51451901 | Bromoxanide
51451902 | Flurantel
51451903 | Piperamide
51451904 | Salantel
51451905 | Clorsulon
51451906 | Closantel
51451907 | Niclosamide
51451908 | Oxyclozanide or zanil
51451909 | Resorantel
51451910 | Niclosamide monohydrate
51451911 | Piperamide maleate
51452001 | Amidantel
51452002 | Arsenamide or thiacetarsamide
51452003 | Bunamidine
51452004 | Nitramisole
51452005 | Bunamidine hydrochloride
51452006 | Nitramisole hydrochloride
51452007 | Thiacetarsamide sodium
51452101 | Hexylresorcinol
51452102 | Nitroxinil or nitroxynil
51452201 | Methylparaben
51452202 | Benzyl benzoate
51452203 | Ftalofyne or phthalofyne
51452301 | Pyrantel
51452302 | Piperonyl
51452303 | Desaspidin
51452304 | Nitisinone
51452305 | Copper napthanate or copper naphthenate
51452306 | Pyrantel embonate
51452307 | Pyrantel pamoate
51452308 | Pyrantel tartrate
51452401 | Mebendazole
51452402 | Diethylcarbamazine
51452403 | Flubendazole
51452404 | Diphenan
51452405 | Diethylcarbamazine citrate
51452501 | Tetrachloroethylene
51452502 | Lindane
51452503 | Clofenotane
51452504 | Cyfluthrin
51452601 | Febantel
51452602 | Netobimin
51452603 | Febantel for veterinary use
51452701 | Praziquantel
51452702 | Epsiprantel
51452801 | Ivermectin
51452802 | Doramectin
51452803 | Selamectin
51452804 | Eprinomectin
51452901 | Malathion topical antiparasitic
51452902 | Haloxon
51452903 | Naftalofos
51452904 | Uredofos
51452905 | Butonate
51452906 | Dichlorvos
51453001 | Piperazine
51453002 | Amocarzine
51453003 | Pexantel
51453004 | Piperazine calcium edetate
51453005 | Piperazine citrate
51453006 | Piperazine citrate anhydrous
51453007 | Piperazine dihydrobromide
51453008 | Piperazine dihydrochloride
51453009 | Piperazine edetate calcium
51453010 | Piperazine estrone sulfate
51453011 | Piperazine hexahydrate
51453012 | Piperazine hydrate
51453013 | Piperazine hydrobromide
51453014 | Piperazine hydrochloride
51453015 | Piperazine phosphate
51453016 | Piperazine phosphate anhydrous
51453017 | Piperazine sebacate
51453018 | Piperazine sulfate
51453019 | Piperazine sulphate
51453020 | Piperazine tartrate
51453101 | Morantel
51453102 | Oxantel
51453103 | Morantel citrate
51453104 | Morantel pamoate
51453105 | Morantel tartrate
51453106 | Oxantel embonate
51453107 | Oxantel pamoate
51453201 | Oxamniquine
51453202 | Pyrvinium
51453203 | Furodazole
51453204 | Phthalylsulfacetamide
51453205 | Pyrvinium chloride
51453206 | Tilbroquinol
51453301 | Dixanthogen
51453302 | Thiram
51453303 | Sulbentine
51453401 | Permethrin topical antiparasitic
51453402 | Niridazole
51453403 | Santonin
51453404 | Flumethrin
51453405 | Decamethrin or deltamethrin
51453406 | Bioallethrin
51453501 | Thiabendazole or tiabendazole
51453502 | Nitazoxanide
51453601 | Isobornyl thiocyanoacetate
51453602 | Nitroscanate
51453701 | Hycanthone
51453702 | Becanthone
51453703 | Hycanthone mesilate or mesylate
51453704 | Hycanthone methanesulfonate
51461501 | Centella asiatica extract
51461502 | Ipecacuanha extract
51461503 | Aesculus
51461504 | Aconitum napelus
51461505 | Valerian
51461506 | Garlic
51461507 | Chelidonium majus
51461508 | Soapwort
51461509 | Primula
51461510 | Pimpinella
51461511 | Coriander
51461512 | Hedera helix
51461513 | Gumplant
51461514 | Boneset
51461515 | Coccus cacti
51461516 | Catnip
51461517 | Ginseng
51461518 | Asafetida
51461519 | Bilberry
51461520 | Arnica
51461521 | Balsam peru
51461522 | Eyebright
51461523 | Ginkgo biloba
51461524 | Hydrastis
51461525 | Gotu kola
51461526 | Saw palmetto
51461527 | Pygeum africanum
51461528 | Angelica root
51461529 | Milk thistle
51461530 | Black cohosh
51461531 | Cinnamomum
51461532 | Abies balsamea resin
51461533 | Absinthium
51461534 | Aralia
51461535 | Commiphora myrrha resin
51461536 | Eupatorium
51461537 | Gelsemium
51461538 | Kava
51461539 | Passion flower extract
51461540 | Ephedra
51461541 | Cascara
51461542 | Medicinal tree pollen
51461543 | Veratrum
51461601 | Calcium/iodine
51461602 | Chondroitin/glucosamine
51461603 | Chondroitin/glucosamine/hyaluronate
51461604 | Chondroitin/glucosamine/methylsulfonylmethane
51461605 | Chromium/cinnamon
51471501 | Ammoniated mercury or mercuric amidochloride
51471502 | Povidone
51471503 | Dibromopropamidine or dibrompropamidine
51471504 | Crystal violet or gentian violet or methylrosaniline
51471505 | Povidone iodine
51471601 | Laurolinium acetate
51471602 | Acetic acid
51471701 | Mandelic acid
51471702 | Octafonium or phenoctide
51471703 | Boric acid
51471704 | Octafonium chloride
51471801 | Acriflavine or acriflavinium
51471802 | Aminacrine or aminoacridine
51471803 | Ethacridine lactate
51471804 | Euflavine
51471805 | Proflavine
51471806 | Aminoacridine hydrochloride
51471807 | Proflavine dihydrochloride
51471808 | Proflavine hemisulfate or hemisulphate
51471809 | Proflavine hydrochloride
51471811 | Acriflavinium chloride
51471901 | Isopropanol or isopropyl alcohol
51471902 | Menthol
51471903 | Dichlorobenzyl alcohol
51471904 | Propanol
51472001 | Glutaral
51472002 | Glutaraldehyde
51472101 | Bensalan
51472102 | Triclocarban
51472103 | Chloramine-t or n-chloro tosylamide or tosylchloramide
51472104 | Chlorazodin or chloroazodin
51472105 | Tosylchloramide sodium
51472301 | Camphora
51472302 | Sodium perborate
51472303 | Zinc chloride
51472304 | Meralein sodium
51472401 | Halazone
51472402 | Anthranilic acid
51472502 | Hexachlorophene
51472601 | Amylmetacresol
51472602 | Nitromersol
51472702 | Olaflur
51472801 | Polihexanide
51472802 | Chlorhexidine gluconate
51472803 | Chlorhexidine
51472804 | Chlorhexidine acetate
51472805 | Chlorhexidine digluconate
51472806 | Chlorhexidine dihydrochloride
51472807 | Chlorhexidine hydrochloride
51472808 | Chlorhexidine phosphanilate
51472901 | Iodine
51472902 | Iodoform
51473001 | Benzalkonium chloride
51473002 | Benzoxonium chloride
51473003 | Cetrimonium
51473004 | Benzethonium
51473005 | Benzododecinium
51473006 | Didecyldimethylammonium chloride
51473007 | Domiphen
51473008 | Lauralkonium
51473009 | Pirralkonium
51473010 | Disiquonium chloride
51473011 | Tibezonium
51473012 | Cetalkonium chloride
51473013 | Oxyquinoline
51473014 | Dodeclonium
51473016 | Acetone or alcohol based antiseptics
51473018 | Benzododecinium chloride
51473020 | Cetrimonium bromide
51473022 | Dodeclonium bromide
51473024 | Lauralkonium chloride
51473026 | Pirralkonium bromide
51473028 | Tibezonium iodide
51473029 | Benzethonium chloride
51473101 | Fludazonium
51473102 | Benzoin
51473103 | Isopropyl myristate
51473104 | Nitrofural or nitrofurazone
51473105 | Fludazonium chloride
51473106 | Protiofate
51473201 | Phenylmercuric nitrate
51473202 | Thimerosal or thiomersal
51473203 | Merbromin or mercurochrome
51473301 | Bibrocathol
51473302 | Chloroxylenol
51473303 | Chlorothymol
51473304 | Biclotymol
51473305 | Bismuth tribromophenate
51473306 | Resorcin or resorcinol
51473307 | Phenol or phenolate sodium
51473308 | Resorcinol acetate
51473309 | Resorcinol monoacetate
51473401 | Cetylpyridinium
51473402 | Octenidine
51473403 | Octenidine dihydrochloride
51473404 | Octenidine saccharin
51473501 | Hexetidine
51473502 | Silver nitrate
51473503 | Carbamide peroxide or hydrogen peroxide
51473504 | Sterile water for irrigation
51473601 | Benzoxiquine
51473602 | Clioquinol
51473603 | 8-hydroxyquinoline
51473701 | Noxythiolin or noxytiolin
51473702 | Zinc phenolsulfonate
51473703 | Ritiometan
51473704 | Sodium hypochlorite
51473801 | Carvacrol or cymophenol
51473802 | Eucalyptol or eucalyptus oil
51473901 | Acetone/alcohol
51473902 | Benzethonium/triclosan
51473903 | Boric acid/lauramide dea/propylene glycol/tea-dodecylbenzenesulfonate
51473904 | Butylparaben/cetyl alcohol/methylparaben/propylene glycol/propylparaben
51473905 | Citric acid/sodium laureth sulfate
51473906 | Edta/phosphoric acid/propylene glycol/sodium lauryl sulfate
51473907 | Lauramide dea/sodium lauryl sulfate
51473908 | Menthol/selenium
51473909 | Salicylic acid/zinc pyrithione
51473910 | Sodium lauryl sulfate/sorbic acid/standapol
51474001 | Formaldehyde/isopropyl alcohol/sodium nitrite
51474002 | Carbamide peroxide/glycerin